{"text_format":"1","workbook":"xlsx","n_sheets":2,"sheets":["Louver_Calculator","Data"],"not_rendered":{"charts":0,"images":1,"macros":1,"external_links":0,"defined_names":35,"comments":1,"pivot_tables":0},"unopened":[],"bounds":{"document_bytes":16777216,"sheet_cells":100000,"rows_first":2000,"rows_last":500,"rows_between":2000,"halvings":0,"cell_chars":16384,"cell_head_chars":4096},"cells_cut":0,"cells_raw":0,"read":"whole","date_system":"1900"}

{"sheet":"Louver_Calculator","index":0,"n_rows":37,"n_cols":68,"rows_kept":37,"cut":false,"hidden":false,"merged":[[7,49,7,53],[7,54,7,60],[7,61,7,67],[2,47,2,48],[3,47,3,48],[4,47,4,48],[5,47,5,48],[6,47,6,48],[7,47,7,48],[2,49,2,53],[3,49,3,53],[4,49,4,53],[5,49,5,53],[6,49,6,53]]}
[]
[]
[null,null,null,null,null,null,null,null,null,null,null,null,null,null,null,null,null,null,null,null,null,null,null,null,null,null,null,null,null,null,null,null,null,null,null,null,null,null,null,null,null,null,null,null,null,null,null,"Project: "]
[null,null,null,null,null,null,null,null,null,null,null,null,null,null,null,null,null,null,null,null,null,null,null,null,null,null,null,null,null,null,null,null,null,null,null,null,null,null,null,null,null,null,null,null,null,null,null,"Project Number:"]
[null,null,null,null,null,null,null,null,null,null,null,null,null,null,null,null,null,null,null,null,null,null,null,null,null,null,null,null,null,null,null,null,null,null,null,null,null,null,null,null,null,null,null,null,null,null,null,"Engineered by:"]
[null,"LOUVER PERFORMANCE",null,null,null,null,null,null,null,null,null,null,null,null,null,null,null,null,null,null,null,null,null,null,null,null,null,null,null,null,null,null,null,null,null,null,null,null,null,null,null,null,null,null,null,null,null,"Calculated by: "]
[null,"Holyoake Louver Calculator",null,null,null,null,null,null,null,null,null,null,null,null,null,null,null,null,null,null,null,null,null,null,null,null,null,null,null,null,null,null,null,null,null,null,null,null,null,null,null,null,null,null,null,null,null,"Comments: "]
[null,"Version 8.1",null,null,null,null,null,null,null,null,null,null,null,null,null,null,null,null,null,null,null,null,null,null,null,null,null,null,null,null,null,null,null,null,null,null,null,null,null,null,null,null,null,null,null,null,null,"Date / Time: ",null,null,null,null,null,null,"Insertion Loss (dB)",null,null,null,null,null,null,"Transmission Loss (dB)"]
[null,"Louver Number","Louver Name / Description","Louver\nModel","Volume\n(L/S)","Volume\n(M3S)","Width\n(mm)","Height\n(mm)","Exhaust or Intake\n(E / I)","Insect\nMesh\n(Y / N)","Overall Width","Overall Height","Internal Width","Internal Width OHL-100WT","Internal Height","Internal Height OHL-100WT","Number of Blades Horizontal","Number of Blades Vertical","Number of Blades OHL-100WT","Number of Mullions Horizontal","Number of Mullions Vertical","Number of Mullions OHL-100WT","Number of Mullions Clips","Mullions Clips Front OHL-100WT","Free Width Horizontal","Free Height Horizontal","Remaining Height Horizontal","Free Width Vertical","Free Height Vertical","Remaining Width Vertical","Free Width Horizontal","Free Height Horizontal","Free Width Vertical","Free Height Vertical","Free Width","Free Height","Blade Weight Horizontal","Blade Weight Vertical","Mullion Weight Horizontal","Mullion Weight Vertical","Frame Weight","Single Door Weight","Double Door Weight","Mesh Weight","Supplementary Weight","Effective Pressure\nArea","Free Area\n(%)","Face Velocity\n(m/s)","Free Area\nVelocity\n(m/s)","Pressure Drop\n(Pa)","Discharge Coefficient\n(CDv)*","Estimated Weight\n(Kg)**","Wind Loading","Water Penetration Efficiency","125 Hz","250 Hz","500 Hz","1k\nHz","2k\nHz","4k\nHz","8k\nHz","125 Hz","250 Hz","500 Hz","1k\nHz","2k\nHz","4k\nHz","8k\nHz"]
[]
[null,1,null,null,null,{"$f":"IF($E11=0,\"\",$E11/1000)","v":""},null,null,null,null,{"$f":"IF(OR($D11=\"\",$G11=0,$H11=0),0,$G11-6)","v":0},{"$f":"IF(OR($D11=\"\",$G11=0,$H11=0),0,$H11-6)","v":0},{"$f":"IF(OR($D11=\"\",$G11=0,$H11=0),0,($K11-VLOOKUP($D11,LouverData,12,FALSE)))","v":0},{"$f":"IF(OR($D11=\"\",$G11=0,$H11=0),0,IF($D11=\"OHL-100WT\",($K11-VLOOKUP(\"OHL-102\",LouverData,12,FALSE)),0))","v":0},{"$f":"IF(OR($D11=\"\",$G11=0,$H11=0),0,($L11-VLOOKUP($D11,LouverData,13,FALSE)))","v":0},{"$f":"IF(OR($D11=\"\",$G11=0,$H11=0),0,IF($D11=\"OHL-100WT\",($L11-VLOOKUP(\"OHL-102\",LouverData,13,FALSE)),0))","v":0},{"$f":"IF(OR($D11=\"\",$G11=0,$H11=0),0,IF(VLOOKUP($D11,LouverData,19,FALSE)=0,0,(IF(AND(NOT($D11=\"OVL-99\"),NOT($D11=\"OHL-100WT\")),(ROUNDUP($O11/VLOOKUP($D11,LouverData,19,FALSE),0)+1),0))))","v":0},{"$f":"IF(OR($D11=\"\",$G11=0,$H11=0),0,IF(OR($D11=\"OVL-99\",$D11=\"OHL-100WT\"),(ROUNDUP($M11/VLOOKUP($D11,LouverData,19,FALSE),0)+1),0))","v":0},{"$f":"IF(OR($D11=\"\",$G11=0,$H11=0),0,IF($D11=\"OHL-100WT\",(ROUNDUP(P11/VLOOKUP(\"OHL-102\",LouverData,19,FALSE),0)+1),0))","v":0},{"$f":"IF(OR($D11=\"\",$G11=0,$H11=0),0,IF(VLOOKUP($D11,LouverData,22,FALSE)=0,0,(IF(AND(NOT($D11=\"OVL-99\"),NOT($D11=\"OHL-100WT\")),(IF($K11>500,ROUNDDOWN((($K11-100)/VLOOKUP($D11,LouverData,22,FALSE))+IF($D11=\"OHL-D\",0,2),0),0)),0))))","v":0},{"$f":"IF(OR($D11=\"\",$G11=0,$H11=0),0,IF(OR($D11=\"OVL-99\",$D11=\"OHL-100WT\"),(IF($L11>500,ROUNDDOWN((($L11-100)/VLOOKUP($D11,LouverData,22,FALSE))+2,0),0)),0))","v":0},{"$f":"IF(OR($D11=\"\",$G11=0,$H11=0),0,IF($D11=\"OHL-100WT\",(IF($K11>500,ROUNDDOWN((($K11-100)/VLOOKUP(\"OHL-102\",LouverData,22,FALSE))+2,0),0)),0))","v":0},{"$f":"IF(OR($D11=\"\",$G11=0,$H11=0),0,((IF($D11=\"OHL-D\",2,0)+$T11)*$Q11)+($R11*$U11))","v":0},{"$f":"IF(OR($D11=\"\",$G11=0,$H11=0),0,($S11*$V11))","v":0},{"$f":"IF(OR($D11=\"\",$G11=0,$H11=0),0,(IF(AND(NOT($D11=\"OVL-99\"),NOT($D11=\"OHL-100WT\")),($M11-$T11*VLOOKUP($D11,LouverData,23,FALSE)),0)))","v":0},{"$f":"IF(OR($D11=\"\",$G11=0,$H11=0),0,(IF(AND(NOT($D11=\"OVL-99\"),NOT($D11=\"OHL-100WT\")),(($Q11-2)*VLOOKUP($D11,LouverData,20,FALSE)),0)))","v":0},{"$f":"IF(OR($D11=\"\",$G11=0,$H11=0,$Z11=0),0,($O11/VLOOKUP($D11,LouverData,19,FALSE))-($Z11/VLOOKUP($D11,LouverData,20,FALSE)))","v":0},{"$f":"IF(OR($D11=\"\",$G11=0,$H11=0),0,(IF(OR($D11=\"OVL-99\",$D11=\"OHL-100WT\"),(($R11-2)*VLOOKUP($D11,LouverData,20,FALSE)),0)))","v":0},{"$f":"IF(OR($D11=\"\",$G11=0,$H11=0),0,(IF(OR($D11=\"OVL-99\",$D11=\"OHL-100WT\"),($O11-$U11*VLOOKUP($D11,LouverData,23,FALSE)),0)))","v":0},{"$f":"IF(OR($D11=\"\",$G11=0,$H11=0,$AB11=0),0,($M11/VLOOKUP($D11,LouverData,19,FALSE))-($AB11/VLOOKUP($D11,LouverData,20,FALSE)))","v":0},{"$f":"$Y11","v":0},{"$f":"IF(OR($D11=\"\",$G11=0,$H11=0),0,(IF(($AA11*VLOOKUP($D11,LouverData,19,FALSE))>=VLOOKUP($D11,LouverData,20,FALSE),$Z11+VLOOKUP($D11,LouverData,20,FALSE),$Z11+$AA11*VLOOKUP($D11,LouverData,19,FALSE))))","v":0},{"$f":"IF(OR($D11=\"\",$G11=0,$H11=0),0,(IF(($AD11*VLOOKUP($D11,LouverData,19,FALSE))>=VLOOKUP($D11,LouverData,20,FALSE),$AB11+VLOOKUP($D11,LouverData,20,FALSE),$AB11+$AD11*VLOOKUP($D11,LouverData,19,FALSE))))","v":0},{"$f":"$AC11","v":0},{"$f":"IF(OR($D11=\"\",$G11=0,$H11=0),0,(IF($AE11=0,$AG11,$AE11)))","v":0},{"$f":"IF(OR($D11=\"\",$G11=0,$H11=0),0,(IF($AF11=0,$AH11,$AF11)))","v":0},{"$f":"IF(OR($D11=\"\",$G11=0,$H11=0),0,($M11*$Q11*VLOOKUP($D11,LouverData,18,FALSE))+($M11*$S11*VLOOKUP(\"OHL-102\",LouverData,18,FALSE)))","v":0},{"$f":"IF(OR($D11=\"\",$G11=0,$H11=0),0,($O11*$R11*VLOOKUP($D11,LouverData,18,FALSE)))","v":0},{"$f":"IF(OR($D11=\"\",$G11=0,$H11=0),0,(($O11*$T11*VLOOKUP($D11,LouverData,21,FALSE))+($P11*$V11*VLOOKUP(\"OHL-45\",LouverData,21,FALSE))+$W11*VLOOKUP($D11,LouverData,24,FALSE)+$X11*VLOOKUP(\"OHL-102\",LouverData,24,FALSE)))","v":0},{"$f":"IF(OR($D11=\"\",$G11=0,$H11=0),0,($M11*$U11*VLOOKUP($D11,LouverData,21,FALSE)))","v":0},{"$f":"IF(OR($D11=\"\",$G11=0,$H11=0),0,IF(VLOOKUP($D11,LouverData,19,FALSE)=0,0,($M11*(VLOOKUP($D11,LouverData,15,FALSE)+VLOOKUP($D11,LouverData,16,FALSE))+2*$L11*VLOOKUP($D11,LouverData,17,FALSE))))","v":0},{"$f":"IF(OR($D11=\"\",$G11=0,$H11=0),0,IF($D11=\"OHL-DR SINGLE\",2*($L11*VLOOKUP($D11,LouverData,15,FALSE) + $M11*VLOOKUP($D11,LouverData,17,FALSE))+2*($O11*VLOOKUP($D11,LouverData,16,FALSE) + ($M11-VLOOKUP($D11,LouverData,14,FALSE))*VLOOKUP($D11,LouverData,15,FALSE)),0))","v":0},{"$f":"IF(OR($D11=\"\",$G11=0,$H11=0),0,IF($D11=\"OHL-DR DOUBLE\",2*($L11*VLOOKUP($D11,LouverData,15,FALSE) + $M11*VLOOKUP($D11,LouverData,17,FALSE))+4*($O11*VLOOKUP($D11,LouverData,16,FALSE) + ($M11-2*VLOOKUP($D11,LouverData,14,FALSE))*VLOOKUP($D11,LouverData,15,FALSE)),0))","v":0},{"$f":"IF(OR($D11=\"\",$G11=0,$H11=0),0,(($M11*$O11*VLOOKUP($D11,LouverData,25,FALSE))/1000000))","v":0},{"$f":"IF(OR($D11=\"\",$G11=0,$H11=0),0,(VLOOKUP($D11,LouverData,26,FALSE)))","v":0},{"$f":"IF(OR($D11=\"\",$G11=0,$H11=0),\"\",IF(VLOOKUP($D11,LouverData,20,FALSE)=0,\"N/A\",$AI11/1000*$AJ11/1000))","v":""},{"$f":"IF(OR($D11=\"\",$G11=0,$H11=0),\"\",IF(VLOOKUP($D11,LouverData,20,FALSE)=0,\"N/A\",($AI11*$AJ11)/($G11*$H11)))","v":""},{"$f":"IF(OR($D11=\"\",$F11=\"\",$G11=0,$H11=0),\"\",IF(VLOOKUP($D11,LouverData,20,FALSE)=0,\"N/A\",$F11/($G11*$H11/1000000)))","v":""},{"$f":"IF(OR($D11=\"\",$F11=\"\",$G11=0,$H11=0),\"\",IF(VLOOKUP($D11,LouverData,20,FALSE)=0,\"N/A\",$F11/($AI11*$AJ11/1000000)))","v":""},{"$f":"IF(OR($D11=\"\",$F11=\"\",$G11=0,$H11=0,$I11=0),\"\",IF(VLOOKUP($D11,LouverData,27,FALSE)=0,\"N/A\",IF($I11=\"E\",$AW11^2*(VLOOKUP($D11,LouverData,27,FALSE))+$AW11*(VLOOKUP($D11,LouverData,28,FALSE))+(VLOOKUP($D11,LouverData,29,FALSE)),$AW11^2*(VLOOKUP($D11,LouverData,30,FALSE))+$AW11*(VLOOKUP($D11,LouverData,31,FALSE))+(VLOOKUP($D11,LouverData,32,FALSE)))))","v":""},{"$f":"IF(OR($D11=\"\",$F11=\"\",$G11=0,$H11=0,$I11=0),\"\",IF(VLOOKUP($D11,LouverData,27,FALSE)=0,\"N/A\",$AV11*(SQRT(1.19/(2*$AX11)))))","v":""},{"$f":"IF(OR($D11=\"\",$G11=0,$H11=0),\"\",$AK11+$AL11+$AM11+$AN11+$AO11+$AP11+$AQ11+$AR11+$AS11)","v":""},{"$f":"IF($D11=\"\",\"\",VLOOKUP($D11,LouverData,6,FALSE))","v":""},{"$f":"IF($D11=\"\",\"\",VLOOKUP($D11,LouverData,10,FALSE))","v":""},{"$f":"IF($D11=\"\",\"\",VLOOKUP($D11,LouverData,33,FALSE))","v":""},{"$f":"IF($D11=\"\",\"\",VLOOKUP($D11,LouverData,34,FALSE))","v":""},{"$f":"IF($D11=\"\",\"\",VLOOKUP($D11,LouverData,35,FALSE))","v":""},{"$f":"IF($D11=\"\",\"\",VLOOKUP($D11,LouverData,36,FALSE))","v":""},{"$f":"IF($D11=\"\",\"\",VLOOKUP($D11,LouverData,37,FALSE))","v":""},{"$f":"IF($D11=\"\",\"\",VLOOKUP($D11,LouverData,38,FALSE))","v":""},{"$f":"IF($D11=\"\",\"\",VLOOKUP($D11,LouverData,39,FALSE))","v":""},{"$f":"IF($D11=\"\",\"\",VLOOKUP($D11,LouverData,40,FALSE))","v":""},{"$f":"IF($D11=\"\",\"\",VLOOKUP($D11,LouverData,41,FALSE))","v":""},{"$f":"IF($D11=\"\",\"\",VLOOKUP($D11,LouverData,42,FALSE))","v":""},{"$f":"IF($D11=\"\",\"\",VLOOKUP($D11,LouverData,43,FALSE))","v":""},{"$f":"IF($D11=\"\",\"\",VLOOKUP($D11,LouverData,44,FALSE))","v":""},{"$f":"IF($D11=\"\",\"\",VLOOKUP($D11,LouverData,45,FALSE))","v":""},{"$f":"IF($D11=\"\",\"\",VLOOKUP($D11,LouverData,46,FALSE))","v":""}]
[null,2,null,null,null,"",null,null,null,null,0,0,{"$f":"IF(OR($D12=\"\",$G12=0,$H12=0),0,($K12-VLOOKUP($D12,LouverData,12,FALSE)))","v":0},{"$f":"IF(OR($D12=\"\",$G12=0,$H12=0),0,IF($D12=\"OHL-100WT\",($K12-VLOOKUP(\"OHL-102\",LouverData,12,FALSE)),0))","v":0},{"$f":"IF(OR($D12=\"\",$G12=0,$H12=0),0,($L12-VLOOKUP($D12,LouverData,13,FALSE)))","v":0},{"$f":"IF(OR($D12=\"\",$G12=0,$H12=0),0,IF($D12=\"OHL-100WT\",($L12-VLOOKUP(\"OHL-102\",LouverData,13,FALSE)),0))","v":0},{"$f":"IF(OR($D12=\"\",$G12=0,$H12=0),0,IF(VLOOKUP($D12,LouverData,19,FALSE)=0,0,(IF(AND(NOT($D12=\"OVL-99\"),NOT($D12=\"OHL-100WT\")),(ROUNDUP($O12/VLOOKUP($D12,LouverData,19,FALSE),0)+1),0))))","v":0},{"$f":"IF(OR($D12=\"\",$G12=0,$H12=0),0,IF(OR($D12=\"OVL-99\",$D12=\"OHL-100WT\"),(ROUNDUP($M12/VLOOKUP($D12,LouverData,19,FALSE),0)+1),0))","v":0},{"$f":"IF(OR($D12=\"\",$G12=0,$H12=0),0,IF($D12=\"OHL-100WT\",(ROUNDUP(P12/VLOOKUP(\"OHL-102\",LouverData,19,FALSE),0)+1),0))","v":0},{"$f":"IF(OR($D12=\"\",$G12=0,$H12=0),0,IF(VLOOKUP($D12,LouverData,22,FALSE)=0,0,(IF(AND(NOT($D12=\"OVL-99\"),NOT($D12=\"OHL-100WT\")),(IF($K12>500,ROUNDDOWN((($K12-100)/VLOOKUP($D12,LouverData,22,FALSE))+IF($D12=\"OHL-D\",0,2),0),0)),0))))","v":0},{"$f":"IF(OR($D12=\"\",$G12=0,$H12=0),0,IF(OR($D12=\"OVL-99\",$D12=\"OHL-100WT\"),(IF($L12>500,ROUNDDOWN((($L12-100)/VLOOKUP($D12,LouverData,22,FALSE))+2,0),0)),0))","v":0},{"$f":"IF(OR($D12=\"\",$G12=0,$H12=0),0,IF($D12=\"OHL-100WT\",(IF($K12>500,ROUNDDOWN((($K12-100)/VLOOKUP(\"OHL-102\",LouverData,22,FALSE))+2,0),0)),0))","v":0},0,0,{"$f":"IF(OR($D12=\"\",$G12=0,$H12=0),0,(IF(AND(NOT($D12=\"OVL-99\"),NOT($D12=\"OHL-100WT\")),($M12-$T12*VLOOKUP($D12,LouverData,23,FALSE)),0)))","v":0},{"$f":"IF(OR($D12=\"\",$G12=0,$H12=0),0,(IF(AND(NOT($D12=\"OVL-99\"),NOT($D12=\"OHL-100WT\")),(($Q12-2)*VLOOKUP($D12,LouverData,20,FALSE)),0)))","v":0},{"$f":"IF(OR($D12=\"\",$G12=0,$H12=0,$Z12=0),0,($O12/VLOOKUP($D12,LouverData,19,FALSE))-($Z12/VLOOKUP($D12,LouverData,20,FALSE)))","v":0},{"$f":"IF(OR($D12=\"\",$G12=0,$H12=0),0,(IF(OR($D12=\"OVL-99\",$D12=\"OHL-100WT\"),(($R12-2)*VLOOKUP($D12,LouverData,20,FALSE)),0)))","v":0},{"$f":"IF(OR($D12=\"\",$G12=0,$H12=0),0,(IF(OR($D12=\"OVL-99\",$D12=\"OHL-100WT\"),($O12-$U12*VLOOKUP($D12,LouverData,23,FALSE)),0)))","v":0},{"$f":"IF(OR($D12=\"\",$G12=0,$H12=0,$AB12=0),0,($M12/VLOOKUP($D12,LouverData,19,FALSE))-($AB12/VLOOKUP($D12,LouverData,20,FALSE)))","v":0},0,{"$f":"IF(OR($D12=\"\",$G12=0,$H12=0),0,(IF(($AA12*VLOOKUP($D12,LouverData,19,FALSE))>=VLOOKUP($D12,LouverData,20,FALSE),$Z12+VLOOKUP($D12,LouverData,20,FALSE),$Z12+$AA12*VLOOKUP($D12,LouverData,19,FALSE))))","v":0},{"$f":"IF(OR($D12=\"\",$G12=0,$H12=0),0,(IF(($AD12*VLOOKUP($D12,LouverData,19,FALSE))>=VLOOKUP($D12,LouverData,20,FALSE),$AB12+VLOOKUP($D12,LouverData,20,FALSE),$AB12+$AD12*VLOOKUP($D12,LouverData,19,FALSE))))","v":0},0,0,0,{"$f":"IF(OR($D12=\"\",$G12=0,$H12=0),0,($M12*$Q12*VLOOKUP($D12,LouverData,18,FALSE))+($M12*$S12*VLOOKUP(\"OHL-102\",LouverData,18,FALSE)))","v":0},{"$f":"IF(OR($D12=\"\",$G12=0,$H12=0),0,($O12*$R12*VLOOKUP($D12,LouverData,18,FALSE)))","v":0},{"$f":"IF(OR($D12=\"\",$G12=0,$H12=0),0,(($O12*$T12*VLOOKUP($D12,LouverData,21,FALSE))+($P12*$V12*VLOOKUP(\"OHL-45\",LouverData,21,FALSE))+$W12*VLOOKUP($D12,LouverData,24,FALSE)+$X12*VLOOKUP(\"OHL-102\",LouverData,24,FALSE)))","v":0},{"$f":"IF(OR($D12=\"\",$G12=0,$H12=0),0,($M12*$U12*VLOOKUP($D12,LouverData,21,FALSE)))","v":0},{"$f":"IF(OR($D12=\"\",$G12=0,$H12=0),0,IF(VLOOKUP($D12,LouverData,19,FALSE)=0,0,($M12*(VLOOKUP($D12,LouverData,15,FALSE)+VLOOKUP($D12,LouverData,16,FALSE))+2*$L12*VLOOKUP($D12,LouverData,17,FALSE))))","v":0},{"$f":"IF(OR($D12=\"\",$G12=0,$H12=0),0,IF($D12=\"OHL-DR SINGLE\",2*($L12*VLOOKUP($D12,LouverData,15,FALSE) + $M12*VLOOKUP($D12,LouverData,17,FALSE))+2*($O12*VLOOKUP($D12,LouverData,16,FALSE) + ($M12-VLOOKUP($D12,LouverData,14,FALSE))*VLOOKUP($D12,LouverData,15,FALSE)),0))","v":0},{"$f":"IF(OR($D12=\"\",$G12=0,$H12=0),0,IF($D12=\"OHL-DR DOUBLE\",2*($L12*VLOOKUP($D12,LouverData,15,FALSE) + $M12*VLOOKUP($D12,LouverData,17,FALSE))+4*($O12*VLOOKUP($D12,LouverData,16,FALSE) + ($M12-2*VLOOKUP($D12,LouverData,14,FALSE))*VLOOKUP($D12,LouverData,15,FALSE)),0))","v":0},{"$f":"IF(OR($D12=\"\",$G12=0,$H12=0),0,(($M12*$O12*VLOOKUP($D12,LouverData,25,FALSE))/1000000))","v":0},{"$f":"IF(OR($D12=\"\",$G12=0,$H12=0),0,(VLOOKUP($D12,LouverData,26,FALSE)))","v":0},{"$f":"IF(OR($D12=\"\",$G12=0,$H12=0),\"\",IF(VLOOKUP($D12,LouverData,20,FALSE)=0,\"N/A\",$AI12/1000*$AJ12/1000))","v":""},{"$f":"IF(OR($D12=\"\",$G12=0,$H12=0),\"\",IF(VLOOKUP($D12,LouverData,20,FALSE)=0,\"N/A\",($AI12*$AJ12)/($G12*$H12)))","v":""},{"$f":"IF(OR($D12=\"\",$F12=\"\",$G12=0,$H12=0),\"\",IF(VLOOKUP($D12,LouverData,20,FALSE)=0,\"N/A\",$F12/($G12*$H12/1000000)))","v":""},{"$f":"IF(OR($D12=\"\",$F12=\"\",$G12=0,$H12=0),\"\",IF(VLOOKUP($D12,LouverData,20,FALSE)=0,\"N/A\",$F12/($AI12*$AJ12/1000000)))","v":""},{"$f":"IF(OR($D12=\"\",$F12=\"\",$G12=0,$H12=0,$I12=0),\"\",IF(VLOOKUP($D12,LouverData,27,FALSE)=0,\"N/A\",IF($I12=\"E\",$AW12^2*(VLOOKUP($D12,LouverData,27,FALSE))+$AW12*(VLOOKUP($D12,LouverData,28,FALSE))+(VLOOKUP($D12,LouverData,29,FALSE)),$AW12^2*(VLOOKUP($D12,LouverData,30,FALSE))+$AW12*(VLOOKUP($D12,LouverData,31,FALSE))+(VLOOKUP($D12,LouverData,32,FALSE)))))","v":""},{"$f":"IF(OR($D12=\"\",$F12=\"\",$G12=0,$H12=0,$I12=0),\"\",IF(VLOOKUP($D12,LouverData,27,FALSE)=0,\"N/A\",$AV12*(SQRT(1.19/(2*$AX12)))))","v":""},"",{"$f":"IF($D12=\"\",\"\",VLOOKUP($D12,LouverData,6,FALSE))","v":""},{"$f":"IF($D12=\"\",\"\",VLOOKUP($D12,LouverData,10,FALSE))","v":""},{"$f":"IF($D12=\"\",\"\",VLOOKUP($D12,LouverData,33,FALSE))","v":""},{"$f":"IF($D12=\"\",\"\",VLOOKUP($D12,LouverData,34,FALSE))","v":""},{"$f":"IF($D12=\"\",\"\",VLOOKUP($D12,LouverData,35,FALSE))","v":""},{"$f":"IF($D12=\"\",\"\",VLOOKUP($D12,LouverData,36,FALSE))","v":""},{"$f":"IF($D12=\"\",\"\",VLOOKUP($D12,LouverData,37,FALSE))","v":""},{"$f":"IF($D12=\"\",\"\",VLOOKUP($D12,LouverData,38,FALSE))","v":""},{"$f":"IF($D12=\"\",\"\",VLOOKUP($D12,LouverData,39,FALSE))","v":""},{"$f":"IF($D12=\"\",\"\",VLOOKUP($D12,LouverData,40,FALSE))","v":""},{"$f":"IF($D12=\"\",\"\",VLOOKUP($D12,LouverData,41,FALSE))","v":""},{"$f":"IF($D12=\"\",\"\",VLOOKUP($D12,LouverData,42,FALSE))","v":""},{"$f":"IF($D12=\"\",\"\",VLOOKUP($D12,LouverData,43,FALSE))","v":""},{"$f":"IF($D12=\"\",\"\",VLOOKUP($D12,LouverData,44,FALSE))","v":""},{"$f":"IF($D12=\"\",\"\",VLOOKUP($D12,LouverData,45,FALSE))","v":""},{"$f":"IF($D12=\"\",\"\",VLOOKUP($D12,LouverData,46,FALSE))","v":""}]
[null,3,null,null,null,{"$f":"IF($E13=0,\"\",$E13/1000)","v":""},null,null,null,null,{"$f":"IF(OR($D13=\"\",$G13=0,$H13=0),0,$G13-6)","v":0},{"$f":"IF(OR($D13=\"\",$G13=0,$H13=0),0,$H13-6)","v":0},{"$f":"IF(OR($D13=\"\",$G13=0,$H13=0),0,($K13-VLOOKUP($D13,LouverData,12,FALSE)))","v":0},{"$f":"IF(OR($D13=\"\",$G13=0,$H13=0),0,IF($D13=\"OHL-100WT\",($K13-VLOOKUP(\"OHL-102\",LouverData,12,FALSE)),0))","v":0},{"$f":"IF(OR($D13=\"\",$G13=0,$H13=0),0,($L13-VLOOKUP($D13,LouverData,13,FALSE)))","v":0},{"$f":"IF(OR($D13=\"\",$G13=0,$H13=0),0,IF($D13=\"OHL-100WT\",($L13-VLOOKUP(\"OHL-102\",LouverData,13,FALSE)),0))","v":0},{"$f":"IF(OR($D13=\"\",$G13=0,$H13=0),0,IF(VLOOKUP($D13,LouverData,19,FALSE)=0,0,(IF(AND(NOT($D13=\"OVL-99\"),NOT($D13=\"OHL-100WT\")),(ROUNDUP($O13/VLOOKUP($D13,LouverData,19,FALSE),0)+1),0))))","v":0},{"$f":"IF(OR($D13=\"\",$G13=0,$H13=0),0,IF(OR($D13=\"OVL-99\",$D13=\"OHL-100WT\"),(ROUNDUP($M13/VLOOKUP($D13,LouverData,19,FALSE),0)+1),0))","v":0},{"$f":"IF(OR($D13=\"\",$G13=0,$H13=0),0,IF($D13=\"OHL-100WT\",(ROUNDUP(P13/VLOOKUP(\"OHL-102\",LouverData,19,FALSE),0)+1),0))","v":0},{"$f":"IF(OR($D13=\"\",$G13=0,$H13=0),0,IF(VLOOKUP($D13,LouverData,22,FALSE)=0,0,(IF(AND(NOT($D13=\"OVL-99\"),NOT($D13=\"OHL-100WT\")),(IF($K13>500,ROUNDDOWN((($K13-100)/VLOOKUP($D13,LouverData,22,FALSE))+IF($D13=\"OHL-D\",0,2),0),0)),0))))","v":0},{"$f":"IF(OR($D13=\"\",$G13=0,$H13=0),0,IF(OR($D13=\"OVL-99\",$D13=\"OHL-100WT\"),(IF($L13>500,ROUNDDOWN((($L13-100)/VLOOKUP($D13,LouverData,22,FALSE))+2,0),0)),0))","v":0},{"$f":"IF(OR($D13=\"\",$G13=0,$H13=0),0,IF($D13=\"OHL-100WT\",(IF($K13>500,ROUNDDOWN((($K13-100)/VLOOKUP(\"OHL-102\",LouverData,22,FALSE))+2,0),0)),0))","v":0},{"$f":"IF(OR($D13=\"\",$G13=0,$H13=0),0,((IF($D13=\"OHL-D\",2,0)+$T13)*$Q13)+($R13*$U13))","v":0},{"$f":"IF(OR($D13=\"\",$G13=0,$H13=0),0,($S13*$V13))","v":0},{"$f":"IF(OR($D13=\"\",$G13=0,$H13=0),0,(IF(AND(NOT($D13=\"OVL-99\"),NOT($D13=\"OHL-100WT\")),($M13-$T13*VLOOKUP($D13,LouverData,23,FALSE)),0)))","v":0},{"$f":"IF(OR($D13=\"\",$G13=0,$H13=0),0,(IF(AND(NOT($D13=\"OVL-99\"),NOT($D13=\"OHL-100WT\")),(($Q13-2)*VLOOKUP($D13,LouverData,20,FALSE)),0)))","v":0},{"$f":"IF(OR($D13=\"\",$G13=0,$H13=0,$Z13=0),0,($O13/VLOOKUP($D13,LouverData,19,FALSE))-($Z13/VLOOKUP($D13,LouverData,20,FALSE)))","v":0},{"$f":"IF(OR($D13=\"\",$G13=0,$H13=0),0,(IF(OR($D13=\"OVL-99\",$D13=\"OHL-100WT\"),(($R13-2)*VLOOKUP($D13,LouverData,20,FALSE)),0)))","v":0},{"$f":"IF(OR($D13=\"\",$G13=0,$H13=0),0,(IF(OR($D13=\"OVL-99\",$D13=\"OHL-100WT\"),($O13-$U13*VLOOKUP($D13,LouverData,23,FALSE)),0)))","v":0},{"$f":"IF(OR($D13=\"\",$G13=0,$H13=0,$AB13=0),0,($M13/VLOOKUP($D13,LouverData,19,FALSE))-($AB13/VLOOKUP($D13,LouverData,20,FALSE)))","v":0},{"$f":"$Y13","v":0},{"$f":"IF(OR($D13=\"\",$G13=0,$H13=0),0,(IF(($AA13*VLOOKUP($D13,LouverData,19,FALSE))>=VLOOKUP($D13,LouverData,20,FALSE),$Z13+VLOOKUP($D13,LouverData,20,FALSE),$Z13+$AA13*VLOOKUP($D13,LouverData,19,FALSE))))","v":0},{"$f":"IF(OR($D13=\"\",$G13=0,$H13=0),0,(IF(($AD13*VLOOKUP($D13,LouverData,19,FALSE))>=VLOOKUP($D13,LouverData,20,FALSE),$AB13+VLOOKUP($D13,LouverData,20,FALSE),$AB13+$AD13*VLOOKUP($D13,LouverData,19,FALSE))))","v":0},{"$f":"$AC13","v":0},{"$f":"IF(OR($D13=\"\",$G13=0,$H13=0),0,(IF($AE13=0,$AG13,$AE13)))","v":0},{"$f":"IF(OR($D13=\"\",$G13=0,$H13=0),0,(IF($AF13=0,$AH13,$AF13)))","v":0},{"$f":"IF(OR($D13=\"\",$G13=0,$H13=0),0,($M13*$Q13*VLOOKUP($D13,LouverData,18,FALSE))+($M13*$S13*VLOOKUP(\"OHL-102\",LouverData,18,FALSE)))","v":0},{"$f":"IF(OR($D13=\"\",$G13=0,$H13=0),0,($O13*$R13*VLOOKUP($D13,LouverData,18,FALSE)))","v":0},{"$f":"IF(OR($D13=\"\",$G13=0,$H13=0),0,(($O13*$T13*VLOOKUP($D13,LouverData,21,FALSE))+($P13*$V13*VLOOKUP(\"OHL-45\",LouverData,21,FALSE))+$W13*VLOOKUP($D13,LouverData,24,FALSE)+$X13*VLOOKUP(\"OHL-102\",LouverData,24,FALSE)))","v":0},{"$f":"IF(OR($D13=\"\",$G13=0,$H13=0),0,($M13*$U13*VLOOKUP($D13,LouverData,21,FALSE)))","v":0},{"$f":"IF(OR($D13=\"\",$G13=0,$H13=0),0,IF(VLOOKUP($D13,LouverData,19,FALSE)=0,0,($M13*(VLOOKUP($D13,LouverData,15,FALSE)+VLOOKUP($D13,LouverData,16,FALSE))+2*$L13*VLOOKUP($D13,LouverData,17,FALSE))))","v":0},{"$f":"IF(OR($D13=\"\",$G13=0,$H13=0),0,IF($D13=\"OHL-DR SINGLE\",2*($L13*VLOOKUP($D13,LouverData,15,FALSE) + $M13*VLOOKUP($D13,LouverData,17,FALSE))+2*($O13*VLOOKUP($D13,LouverData,16,FALSE) + ($M13-VLOOKUP($D13,LouverData,14,FALSE))*VLOOKUP($D13,LouverData,15,FALSE)),0))","v":0},{"$f":"IF(OR($D13=\"\",$G13=0,$H13=0),0,IF($D13=\"OHL-DR DOUBLE\",2*($L13*VLOOKUP($D13,LouverData,15,FALSE) + $M13*VLOOKUP($D13,LouverData,17,FALSE))+4*($O13*VLOOKUP($D13,LouverData,16,FALSE) + ($M13-2*VLOOKUP($D13,LouverData,14,FALSE))*VLOOKUP($D13,LouverData,15,FALSE)),0))","v":0},{"$f":"IF(OR($D13=\"\",$G13=0,$H13=0),0,(($M13*$O13*VLOOKUP($D13,LouverData,25,FALSE))/1000000))","v":0},{"$f":"IF(OR($D13=\"\",$G13=0,$H13=0),0,(VLOOKUP($D13,LouverData,26,FALSE)))","v":0},{"$f":"IF(OR($D13=\"\",$G13=0,$H13=0),\"\",IF(VLOOKUP($D13,LouverData,20,FALSE)=0,\"N/A\",$AI13/1000*$AJ13/1000))","v":""},{"$f":"IF(OR($D13=\"\",$G13=0,$H13=0),\"\",IF(VLOOKUP($D13,LouverData,20,FALSE)=0,\"N/A\",($AI13*$AJ13)/($G13*$H13)))","v":""},{"$f":"IF(OR($D13=\"\",$F13=\"\",$G13=0,$H13=0),\"\",IF(VLOOKUP($D13,LouverData,20,FALSE)=0,\"N/A\",$F13/($G13*$H13/1000000)))","v":""},{"$f":"IF(OR($D13=\"\",$F13=\"\",$G13=0,$H13=0),\"\",IF(VLOOKUP($D13,LouverData,20,FALSE)=0,\"N/A\",$F13/($AI13*$AJ13/1000000)))","v":""},{"$f":"IF(OR($D13=\"\",$F13=\"\",$G13=0,$H13=0,$I13=0),\"\",IF(VLOOKUP($D13,LouverData,27,FALSE)=0,\"N/A\",IF($I13=\"E\",$AW13^2*(VLOOKUP($D13,LouverData,27,FALSE))+$AW13*(VLOOKUP($D13,LouverData,28,FALSE))+(VLOOKUP($D13,LouverData,29,FALSE)),$AW13^2*(VLOOKUP($D13,LouverData,30,FALSE))+$AW13*(VLOOKUP($D13,LouverData,31,FALSE))+(VLOOKUP($D13,LouverData,32,FALSE)))))","v":""},{"$f":"IF(OR($D13=\"\",$F13=\"\",$G13=0,$H13=0,$I13=0),\"\",IF(VLOOKUP($D13,LouverData,27,FALSE)=0,\"N/A\",$AV13*(SQRT(1.19/(2*$AX13)))))","v":""},{"$f":"IF(OR($D13=\"\",$G13=0,$H13=0),\"\",$AK13+$AL13+$AM13+$AN13+$AO13+$AP13+$AQ13+$AR13+$AS13)","v":""},{"$f":"IF($D13=\"\",\"\",VLOOKUP($D13,LouverData,6,FALSE))","v":""},{"$f":"IF($D13=\"\",\"\",VLOOKUP($D13,LouverData,10,FALSE))","v":""},{"$f":"IF($D13=\"\",\"\",VLOOKUP($D13,LouverData,33,FALSE))","v":""},{"$f":"IF($D13=\"\",\"\",VLOOKUP($D13,LouverData,34,FALSE))","v":""},{"$f":"IF($D13=\"\",\"\",VLOOKUP($D13,LouverData,35,FALSE))","v":""},{"$f":"IF($D13=\"\",\"\",VLOOKUP($D13,LouverData,36,FALSE))","v":""},{"$f":"IF($D13=\"\",\"\",VLOOKUP($D13,LouverData,37,FALSE))","v":""},{"$f":"IF($D13=\"\",\"\",VLOOKUP($D13,LouverData,38,FALSE))","v":""},{"$f":"IF($D13=\"\",\"\",VLOOKUP($D13,LouverData,39,FALSE))","v":""},{"$f":"IF($D13=\"\",\"\",VLOOKUP($D13,LouverData,40,FALSE))","v":""},{"$f":"IF($D13=\"\",\"\",VLOOKUP($D13,LouverData,41,FALSE))","v":""},{"$f":"IF($D13=\"\",\"\",VLOOKUP($D13,LouverData,42,FALSE))","v":""},{"$f":"IF($D13=\"\",\"\",VLOOKUP($D13,LouverData,43,FALSE))","v":""},{"$f":"IF($D13=\"\",\"\",VLOOKUP($D13,LouverData,44,FALSE))","v":""},{"$f":"IF($D13=\"\",\"\",VLOOKUP($D13,LouverData,45,FALSE))","v":""},{"$f":"IF($D13=\"\",\"\",VLOOKUP($D13,LouverData,46,FALSE))","v":""}]
[null,4,null,null,null,{"$f":"IF($E14=0,\"\",$E14/1000)","v":""},null,null,null,null,{"$f":"IF(OR($D14=\"\",$G14=0,$H14=0),0,$G14-6)","v":0},{"$f":"IF(OR($D14=\"\",$G14=0,$H14=0),0,$H14-6)","v":0},{"$f":"IF(OR($D14=\"\",$G14=0,$H14=0),0,($K14-VLOOKUP($D14,LouverData,12,FALSE)))","v":0},{"$f":"IF(OR($D14=\"\",$G14=0,$H14=0),0,IF($D14=\"OHL-100WT\",($K14-VLOOKUP(\"OHL-102\",LouverData,12,FALSE)),0))","v":0},{"$f":"IF(OR($D14=\"\",$G14=0,$H14=0),0,($L14-VLOOKUP($D14,LouverData,13,FALSE)))","v":0},{"$f":"IF(OR($D14=\"\",$G14=0,$H14=0),0,IF($D14=\"OHL-100WT\",($L14-VLOOKUP(\"OHL-102\",LouverData,13,FALSE)),0))","v":0},{"$f":"IF(OR($D14=\"\",$G14=0,$H14=0),0,IF(VLOOKUP($D14,LouverData,19,FALSE)=0,0,(IF(AND(NOT($D14=\"OVL-99\"),NOT($D14=\"OHL-100WT\")),(ROUNDUP($O14/VLOOKUP($D14,LouverData,19,FALSE),0)+1),0))))","v":0},{"$f":"IF(OR($D14=\"\",$G14=0,$H14=0),0,IF(OR($D14=\"OVL-99\",$D14=\"OHL-100WT\"),(ROUNDUP($M14/VLOOKUP($D14,LouverData,19,FALSE),0)+1),0))","v":0},{"$f":"IF(OR($D14=\"\",$G14=0,$H14=0),0,IF($D14=\"OHL-100WT\",(ROUNDUP(P14/VLOOKUP(\"OHL-102\",LouverData,19,FALSE),0)+1),0))","v":0},{"$f":"IF(OR($D14=\"\",$G14=0,$H14=0),0,IF(VLOOKUP($D14,LouverData,22,FALSE)=0,0,(IF(AND(NOT($D14=\"OVL-99\"),NOT($D14=\"OHL-100WT\")),(IF($K14>500,ROUNDDOWN((($K14-100)/VLOOKUP($D14,LouverData,22,FALSE))+IF($D14=\"OHL-D\",0,2),0),0)),0))))","v":0},{"$f":"IF(OR($D14=\"\",$G14=0,$H14=0),0,IF(OR($D14=\"OVL-99\",$D14=\"OHL-100WT\"),(IF($L14>500,ROUNDDOWN((($L14-100)/VLOOKUP($D14,LouverData,22,FALSE))+2,0),0)),0))","v":0},{"$f":"IF(OR($D14=\"\",$G14=0,$H14=0),0,IF($D14=\"OHL-100WT\",(IF($K14>500,ROUNDDOWN((($K14-100)/VLOOKUP(\"OHL-102\",LouverData,22,FALSE))+2,0),0)),0))","v":0},{"$f":"IF(OR($D14=\"\",$G14=0,$H14=0),0,((IF($D14=\"OHL-D\",2,0)+$T14)*$Q14)+($R14*$U14))","v":0},{"$f":"IF(OR($D14=\"\",$G14=0,$H14=0),0,($S14*$V14))","v":0},{"$f":"IF(OR($D14=\"\",$G14=0,$H14=0),0,(IF(AND(NOT($D14=\"OVL-99\"),NOT($D14=\"OHL-100WT\")),($M14-$T14*VLOOKUP($D14,LouverData,23,FALSE)),0)))","v":0},{"$f":"IF(OR($D14=\"\",$G14=0,$H14=0),0,(IF(AND(NOT($D14=\"OVL-99\"),NOT($D14=\"OHL-100WT\")),(($Q14-2)*VLOOKUP($D14,LouverData,20,FALSE)),0)))","v":0},{"$f":"IF(OR($D14=\"\",$G14=0,$H14=0,$Z14=0),0,($O14/VLOOKUP($D14,LouverData,19,FALSE))-($Z14/VLOOKUP($D14,LouverData,20,FALSE)))","v":0},{"$f":"IF(OR($D14=\"\",$G14=0,$H14=0),0,(IF(OR($D14=\"OVL-99\",$D14=\"OHL-100WT\"),(($R14-2)*VLOOKUP($D14,LouverData,20,FALSE)),0)))","v":0},{"$f":"IF(OR($D14=\"\",$G14=0,$H14=0),0,(IF(OR($D14=\"OVL-99\",$D14=\"OHL-100WT\"),($O14-$U14*VLOOKUP($D14,LouverData,23,FALSE)),0)))","v":0},{"$f":"IF(OR($D14=\"\",$G14=0,$H14=0,$AB14=0),0,($M14/VLOOKUP($D14,LouverData,19,FALSE))-($AB14/VLOOKUP($D14,LouverData,20,FALSE)))","v":0},{"$f":"$Y14","v":0},{"$f":"IF(OR($D14=\"\",$G14=0,$H14=0),0,(IF(($AA14*VLOOKUP($D14,LouverData,19,FALSE))>=VLOOKUP($D14,LouverData,20,FALSE),$Z14+VLOOKUP($D14,LouverData,20,FALSE),$Z14+$AA14*VLOOKUP($D14,LouverData,19,FALSE))))","v":0},{"$f":"IF(OR($D14=\"\",$G14=0,$H14=0),0,(IF(($AD14*VLOOKUP($D14,LouverData,19,FALSE))>=VLOOKUP($D14,LouverData,20,FALSE),$AB14+VLOOKUP($D14,LouverData,20,FALSE),$AB14+$AD14*VLOOKUP($D14,LouverData,19,FALSE))))","v":0},{"$f":"$AC14","v":0},{"$f":"IF(OR($D14=\"\",$G14=0,$H14=0),0,(IF($AE14=0,$AG14,$AE14)))","v":0},{"$f":"IF(OR($D14=\"\",$G14=0,$H14=0),0,(IF($AF14=0,$AH14,$AF14)))","v":0},{"$f":"IF(OR($D14=\"\",$G14=0,$H14=0),0,($M14*$Q14*VLOOKUP($D14,LouverData,18,FALSE))+($M14*$S14*VLOOKUP(\"OHL-102\",LouverData,18,FALSE)))","v":0},{"$f":"IF(OR($D14=\"\",$G14=0,$H14=0),0,($O14*$R14*VLOOKUP($D14,LouverData,18,FALSE)))","v":0},{"$f":"IF(OR($D14=\"\",$G14=0,$H14=0),0,(($O14*$T14*VLOOKUP($D14,LouverData,21,FALSE))+($P14*$V14*VLOOKUP(\"OHL-45\",LouverData,21,FALSE))+$W14*VLOOKUP($D14,LouverData,24,FALSE)+$X14*VLOOKUP(\"OHL-102\",LouverData,24,FALSE)))","v":0},{"$f":"IF(OR($D14=\"\",$G14=0,$H14=0),0,($M14*$U14*VLOOKUP($D14,LouverData,21,FALSE)))","v":0},{"$f":"IF(OR($D14=\"\",$G14=0,$H14=0),0,IF(VLOOKUP($D14,LouverData,19,FALSE)=0,0,($M14*(VLOOKUP($D14,LouverData,15,FALSE)+VLOOKUP($D14,LouverData,16,FALSE))+2*$L14*VLOOKUP($D14,LouverData,17,FALSE))))","v":0},{"$f":"IF(OR($D14=\"\",$G14=0,$H14=0),0,IF($D14=\"OHL-DR SINGLE\",2*($L14*VLOOKUP($D14,LouverData,15,FALSE) + $M14*VLOOKUP($D14,LouverData,17,FALSE))+2*($O14*VLOOKUP($D14,LouverData,16,FALSE) + ($M14-VLOOKUP($D14,LouverData,14,FALSE))*VLOOKUP($D14,LouverData,15,FALSE)),0))","v":0},{"$f":"IF(OR($D14=\"\",$G14=0,$H14=0),0,IF($D14=\"OHL-DR DOUBLE\",2*($L14*VLOOKUP($D14,LouverData,15,FALSE) + $M14*VLOOKUP($D14,LouverData,17,FALSE))+4*($O14*VLOOKUP($D14,LouverData,16,FALSE) + ($M14-2*VLOOKUP($D14,LouverData,14,FALSE))*VLOOKUP($D14,LouverData,15,FALSE)),0))","v":0},{"$f":"IF(OR($D14=\"\",$G14=0,$H14=0),0,(($M14*$O14*VLOOKUP($D14,LouverData,25,FALSE))/1000000))","v":0},{"$f":"IF(OR($D14=\"\",$G14=0,$H14=0),0,(VLOOKUP($D14,LouverData,26,FALSE)))","v":0},{"$f":"IF(OR($D14=\"\",$G14=0,$H14=0),\"\",IF(VLOOKUP($D14,LouverData,20,FALSE)=0,\"N/A\",$AI14/1000*$AJ14/1000))","v":""},{"$f":"IF(OR($D14=\"\",$G14=0,$H14=0),\"\",IF(VLOOKUP($D14,LouverData,20,FALSE)=0,\"N/A\",($AI14*$AJ14)/($G14*$H14)))","v":""},{"$f":"IF(OR($D14=\"\",$F14=\"\",$G14=0,$H14=0),\"\",IF(VLOOKUP($D14,LouverData,20,FALSE)=0,\"N/A\",$F14/($G14*$H14/1000000)))","v":""},{"$f":"IF(OR($D14=\"\",$F14=\"\",$G14=0,$H14=0),\"\",IF(VLOOKUP($D14,LouverData,20,FALSE)=0,\"N/A\",$F14/($AI14*$AJ14/1000000)))","v":""},{"$f":"IF(OR($D14=\"\",$F14=\"\",$G14=0,$H14=0,$I14=0),\"\",IF(VLOOKUP($D14,LouverData,27,FALSE)=0,\"N/A\",IF($I14=\"E\",$AW14^2*(VLOOKUP($D14,LouverData,27,FALSE))+$AW14*(VLOOKUP($D14,LouverData,28,FALSE))+(VLOOKUP($D14,LouverData,29,FALSE)),$AW14^2*(VLOOKUP($D14,LouverData,30,FALSE))+$AW14*(VLOOKUP($D14,LouverData,31,FALSE))+(VLOOKUP($D14,LouverData,32,FALSE)))))","v":""},{"$f":"IF(OR($D14=\"\",$F14=\"\",$G14=0,$H14=0,$I14=0),\"\",IF(VLOOKUP($D14,LouverData,27,FALSE)=0,\"N/A\",$AV14*(SQRT(1.19/(2*$AX14)))))","v":""},{"$f":"IF(OR($D14=\"\",$G14=0,$H14=0),\"\",$AK14+$AL14+$AM14+$AN14+$AO14+$AP14+$AQ14+$AR14+$AS14)","v":""},{"$f":"IF($D14=\"\",\"\",VLOOKUP($D14,LouverData,6,FALSE))","v":""},{"$f":"IF($D14=\"\",\"\",VLOOKUP($D14,LouverData,10,FALSE))","v":""},{"$f":"IF($D14=\"\",\"\",VLOOKUP($D14,LouverData,33,FALSE))","v":""},{"$f":"IF($D14=\"\",\"\",VLOOKUP($D14,LouverData,34,FALSE))","v":""},{"$f":"IF($D14=\"\",\"\",VLOOKUP($D14,LouverData,35,FALSE))","v":""},{"$f":"IF($D14=\"\",\"\",VLOOKUP($D14,LouverData,36,FALSE))","v":""},{"$f":"IF($D14=\"\",\"\",VLOOKUP($D14,LouverData,37,FALSE))","v":""},{"$f":"IF($D14=\"\",\"\",VLOOKUP($D14,LouverData,38,FALSE))","v":""},{"$f":"IF($D14=\"\",\"\",VLOOKUP($D14,LouverData,39,FALSE))","v":""},{"$f":"IF($D14=\"\",\"\",VLOOKUP($D14,LouverData,40,FALSE))","v":""},{"$f":"IF($D14=\"\",\"\",VLOOKUP($D14,LouverData,41,FALSE))","v":""},{"$f":"IF($D14=\"\",\"\",VLOOKUP($D14,LouverData,42,FALSE))","v":""},{"$f":"IF($D14=\"\",\"\",VLOOKUP($D14,LouverData,43,FALSE))","v":""},{"$f":"IF($D14=\"\",\"\",VLOOKUP($D14,LouverData,44,FALSE))","v":""},{"$f":"IF($D14=\"\",\"\",VLOOKUP($D14,LouverData,45,FALSE))","v":""},{"$f":"IF($D14=\"\",\"\",VLOOKUP($D14,LouverData,46,FALSE))","v":""}]
[null,5,null,null,null,"",null,null,null,null,0,0,{"$f":"IF(OR($D15=\"\",$G15=0,$H15=0),0,($K15-VLOOKUP($D15,LouverData,12,FALSE)))","v":0},{"$f":"IF(OR($D15=\"\",$G15=0,$H15=0),0,IF($D15=\"OHL-100WT\",($K15-VLOOKUP(\"OHL-102\",LouverData,12,FALSE)),0))","v":0},{"$f":"IF(OR($D15=\"\",$G15=0,$H15=0),0,($L15-VLOOKUP($D15,LouverData,13,FALSE)))","v":0},{"$f":"IF(OR($D15=\"\",$G15=0,$H15=0),0,IF($D15=\"OHL-100WT\",($L15-VLOOKUP(\"OHL-102\",LouverData,13,FALSE)),0))","v":0},{"$f":"IF(OR($D15=\"\",$G15=0,$H15=0),0,IF(VLOOKUP($D15,LouverData,19,FALSE)=0,0,(IF(AND(NOT($D15=\"OVL-99\"),NOT($D15=\"OHL-100WT\")),(ROUNDUP($O15/VLOOKUP($D15,LouverData,19,FALSE),0)+1),0))))","v":0},{"$f":"IF(OR($D15=\"\",$G15=0,$H15=0),0,IF(OR($D15=\"OVL-99\",$D15=\"OHL-100WT\"),(ROUNDUP($M15/VLOOKUP($D15,LouverData,19,FALSE),0)+1),0))","v":0},{"$f":"IF(OR($D15=\"\",$G15=0,$H15=0),0,IF($D15=\"OHL-100WT\",(ROUNDUP(P15/VLOOKUP(\"OHL-102\",LouverData,19,FALSE),0)+1),0))","v":0},{"$f":"IF(OR($D15=\"\",$G15=0,$H15=0),0,IF(VLOOKUP($D15,LouverData,22,FALSE)=0,0,(IF(AND(NOT($D15=\"OVL-99\"),NOT($D15=\"OHL-100WT\")),(IF($K15>500,ROUNDDOWN((($K15-100)/VLOOKUP($D15,LouverData,22,FALSE))+IF($D15=\"OHL-D\",0,2),0),0)),0))))","v":0},{"$f":"IF(OR($D15=\"\",$G15=0,$H15=0),0,IF(OR($D15=\"OVL-99\",$D15=\"OHL-100WT\"),(IF($L15>500,ROUNDDOWN((($L15-100)/VLOOKUP($D15,LouverData,22,FALSE))+2,0),0)),0))","v":0},{"$f":"IF(OR($D15=\"\",$G15=0,$H15=0),0,IF($D15=\"OHL-100WT\",(IF($K15>500,ROUNDDOWN((($K15-100)/VLOOKUP(\"OHL-102\",LouverData,22,FALSE))+2,0),0)),0))","v":0},0,0,{"$f":"IF(OR($D15=\"\",$G15=0,$H15=0),0,(IF(AND(NOT($D15=\"OVL-99\"),NOT($D15=\"OHL-100WT\")),($M15-$T15*VLOOKUP($D15,LouverData,23,FALSE)),0)))","v":0},{"$f":"IF(OR($D15=\"\",$G15=0,$H15=0),0,(IF(AND(NOT($D15=\"OVL-99\"),NOT($D15=\"OHL-100WT\")),(($Q15-2)*VLOOKUP($D15,LouverData,20,FALSE)),0)))","v":0},{"$f":"IF(OR($D15=\"\",$G15=0,$H15=0,$Z15=0),0,($O15/VLOOKUP($D15,LouverData,19,FALSE))-($Z15/VLOOKUP($D15,LouverData,20,FALSE)))","v":0},{"$f":"IF(OR($D15=\"\",$G15=0,$H15=0),0,(IF(OR($D15=\"OVL-99\",$D15=\"OHL-100WT\"),(($R15-2)*VLOOKUP($D15,LouverData,20,FALSE)),0)))","v":0},{"$f":"IF(OR($D15=\"\",$G15=0,$H15=0),0,(IF(OR($D15=\"OVL-99\",$D15=\"OHL-100WT\"),($O15-$U15*VLOOKUP($D15,LouverData,23,FALSE)),0)))","v":0},{"$f":"IF(OR($D15=\"\",$G15=0,$H15=0,$AB15=0),0,($M15/VLOOKUP($D15,LouverData,19,FALSE))-($AB15/VLOOKUP($D15,LouverData,20,FALSE)))","v":0},0,{"$f":"IF(OR($D15=\"\",$G15=0,$H15=0),0,(IF(($AA15*VLOOKUP($D15,LouverData,19,FALSE))>=VLOOKUP($D15,LouverData,20,FALSE),$Z15+VLOOKUP($D15,LouverData,20,FALSE),$Z15+$AA15*VLOOKUP($D15,LouverData,19,FALSE))))","v":0},{"$f":"IF(OR($D15=\"\",$G15=0,$H15=0),0,(IF(($AD15*VLOOKUP($D15,LouverData,19,FALSE))>=VLOOKUP($D15,LouverData,20,FALSE),$AB15+VLOOKUP($D15,LouverData,20,FALSE),$AB15+$AD15*VLOOKUP($D15,LouverData,19,FALSE))))","v":0},0,0,0,{"$f":"IF(OR($D15=\"\",$G15=0,$H15=0),0,($M15*$Q15*VLOOKUP($D15,LouverData,18,FALSE))+($M15*$S15*VLOOKUP(\"OHL-102\",LouverData,18,FALSE)))","v":0},{"$f":"IF(OR($D15=\"\",$G15=0,$H15=0),0,($O15*$R15*VLOOKUP($D15,LouverData,18,FALSE)))","v":0},{"$f":"IF(OR($D15=\"\",$G15=0,$H15=0),0,(($O15*$T15*VLOOKUP($D15,LouverData,21,FALSE))+($P15*$V15*VLOOKUP(\"OHL-45\",LouverData,21,FALSE))+$W15*VLOOKUP($D15,LouverData,24,FALSE)+$X15*VLOOKUP(\"OHL-102\",LouverData,24,FALSE)))","v":0},{"$f":"IF(OR($D15=\"\",$G15=0,$H15=0),0,($M15*$U15*VLOOKUP($D15,LouverData,21,FALSE)))","v":0},{"$f":"IF(OR($D15=\"\",$G15=0,$H15=0),0,IF(VLOOKUP($D15,LouverData,19,FALSE)=0,0,($M15*(VLOOKUP($D15,LouverData,15,FALSE)+VLOOKUP($D15,LouverData,16,FALSE))+2*$L15*VLOOKUP($D15,LouverData,17,FALSE))))","v":0},{"$f":"IF(OR($D15=\"\",$G15=0,$H15=0),0,IF($D15=\"OHL-DR SINGLE\",2*($L15*VLOOKUP($D15,LouverData,15,FALSE) + $M15*VLOOKUP($D15,LouverData,17,FALSE))+2*($O15*VLOOKUP($D15,LouverData,16,FALSE) + ($M15-VLOOKUP($D15,LouverData,14,FALSE))*VLOOKUP($D15,LouverData,15,FALSE)),0))","v":0},{"$f":"IF(OR($D15=\"\",$G15=0,$H15=0),0,IF($D15=\"OHL-DR DOUBLE\",2*($L15*VLOOKUP($D15,LouverData,15,FALSE) + $M15*VLOOKUP($D15,LouverData,17,FALSE))+4*($O15*VLOOKUP($D15,LouverData,16,FALSE) + ($M15-2*VLOOKUP($D15,LouverData,14,FALSE))*VLOOKUP($D15,LouverData,15,FALSE)),0))","v":0},{"$f":"IF(OR($D15=\"\",$G15=0,$H15=0),0,(($M15*$O15*VLOOKUP($D15,LouverData,25,FALSE))/1000000))","v":0},{"$f":"IF(OR($D15=\"\",$G15=0,$H15=0),0,(VLOOKUP($D15,LouverData,26,FALSE)))","v":0},{"$f":"IF(OR($D15=\"\",$G15=0,$H15=0),\"\",IF(VLOOKUP($D15,LouverData,20,FALSE)=0,\"N/A\",$AI15/1000*$AJ15/1000))","v":""},{"$f":"IF(OR($D15=\"\",$G15=0,$H15=0),\"\",IF(VLOOKUP($D15,LouverData,20,FALSE)=0,\"N/A\",($AI15*$AJ15)/($G15*$H15)))","v":""},{"$f":"IF(OR($D15=\"\",$F15=\"\",$G15=0,$H15=0),\"\",IF(VLOOKUP($D15,LouverData,20,FALSE)=0,\"N/A\",$F15/($G15*$H15/1000000)))","v":""},{"$f":"IF(OR($D15=\"\",$F15=\"\",$G15=0,$H15=0),\"\",IF(VLOOKUP($D15,LouverData,20,FALSE)=0,\"N/A\",$F15/($AI15*$AJ15/1000000)))","v":""},{"$f":"IF(OR($D15=\"\",$F15=\"\",$G15=0,$H15=0,$I15=0),\"\",IF(VLOOKUP($D15,LouverData,27,FALSE)=0,\"N/A\",IF($I15=\"E\",$AW15^2*(VLOOKUP($D15,LouverData,27,FALSE))+$AW15*(VLOOKUP($D15,LouverData,28,FALSE))+(VLOOKUP($D15,LouverData,29,FALSE)),$AW15^2*(VLOOKUP($D15,LouverData,30,FALSE))+$AW15*(VLOOKUP($D15,LouverData,31,FALSE))+(VLOOKUP($D15,LouverData,32,FALSE)))))","v":""},{"$f":"IF(OR($D15=\"\",$F15=\"\",$G15=0,$H15=0,$I15=0),\"\",IF(VLOOKUP($D15,LouverData,27,FALSE)=0,\"N/A\",$AV15*(SQRT(1.19/(2*$AX15)))))","v":""},"",{"$f":"IF($D15=\"\",\"\",VLOOKUP($D15,LouverData,6,FALSE))","v":""},{"$f":"IF($D15=\"\",\"\",VLOOKUP($D15,LouverData,10,FALSE))","v":""},{"$f":"IF($D15=\"\",\"\",VLOOKUP($D15,LouverData,33,FALSE))","v":""},{"$f":"IF($D15=\"\",\"\",VLOOKUP($D15,LouverData,34,FALSE))","v":""},{"$f":"IF($D15=\"\",\"\",VLOOKUP($D15,LouverData,35,FALSE))","v":""},{"$f":"IF($D15=\"\",\"\",VLOOKUP($D15,LouverData,36,FALSE))","v":""},{"$f":"IF($D15=\"\",\"\",VLOOKUP($D15,LouverData,37,FALSE))","v":""},{"$f":"IF($D15=\"\",\"\",VLOOKUP($D15,LouverData,38,FALSE))","v":""},{"$f":"IF($D15=\"\",\"\",VLOOKUP($D15,LouverData,39,FALSE))","v":""},{"$f":"IF($D15=\"\",\"\",VLOOKUP($D15,LouverData,40,FALSE))","v":""},{"$f":"IF($D15=\"\",\"\",VLOOKUP($D15,LouverData,41,FALSE))","v":""},{"$f":"IF($D15=\"\",\"\",VLOOKUP($D15,LouverData,42,FALSE))","v":""},{"$f":"IF($D15=\"\",\"\",VLOOKUP($D15,LouverData,43,FALSE))","v":""},{"$f":"IF($D15=\"\",\"\",VLOOKUP($D15,LouverData,44,FALSE))","v":""},{"$f":"IF($D15=\"\",\"\",VLOOKUP($D15,LouverData,45,FALSE))","v":""},{"$f":"IF($D15=\"\",\"\",VLOOKUP($D15,LouverData,46,FALSE))","v":""}]
[null,6,null,null,null,"",null,null,null,null,0,0,{"$f":"IF(OR($D16=\"\",$G16=0,$H16=0),0,($K16-VLOOKUP($D16,LouverData,12,FALSE)))","v":0},{"$f":"IF(OR($D16=\"\",$G16=0,$H16=0),0,IF($D16=\"OHL-100WT\",($K16-VLOOKUP(\"OHL-102\",LouverData,12,FALSE)),0))","v":0},{"$f":"IF(OR($D16=\"\",$G16=0,$H16=0),0,($L16-VLOOKUP($D16,LouverData,13,FALSE)))","v":0},{"$f":"IF(OR($D16=\"\",$G16=0,$H16=0),0,IF($D16=\"OHL-100WT\",($L16-VLOOKUP(\"OHL-102\",LouverData,13,FALSE)),0))","v":0},{"$f":"IF(OR($D16=\"\",$G16=0,$H16=0),0,IF(VLOOKUP($D16,LouverData,19,FALSE)=0,0,(IF(AND(NOT($D16=\"OVL-99\"),NOT($D16=\"OHL-100WT\")),(ROUNDUP($O16/VLOOKUP($D16,LouverData,19,FALSE),0)+1),0))))","v":0},{"$f":"IF(OR($D16=\"\",$G16=0,$H16=0),0,IF(OR($D16=\"OVL-99\",$D16=\"OHL-100WT\"),(ROUNDUP($M16/VLOOKUP($D16,LouverData,19,FALSE),0)+1),0))","v":0},{"$f":"IF(OR($D16=\"\",$G16=0,$H16=0),0,IF($D16=\"OHL-100WT\",(ROUNDUP(P16/VLOOKUP(\"OHL-102\",LouverData,19,FALSE),0)+1),0))","v":0},{"$f":"IF(OR($D16=\"\",$G16=0,$H16=0),0,IF(VLOOKUP($D16,LouverData,22,FALSE)=0,0,(IF(AND(NOT($D16=\"OVL-99\"),NOT($D16=\"OHL-100WT\")),(IF($K16>500,ROUNDDOWN((($K16-100)/VLOOKUP($D16,LouverData,22,FALSE))+IF($D16=\"OHL-D\",0,2),0),0)),0))))","v":0},{"$f":"IF(OR($D16=\"\",$G16=0,$H16=0),0,IF(OR($D16=\"OVL-99\",$D16=\"OHL-100WT\"),(IF($L16>500,ROUNDDOWN((($L16-100)/VLOOKUP($D16,LouverData,22,FALSE))+2,0),0)),0))","v":0},{"$f":"IF(OR($D16=\"\",$G16=0,$H16=0),0,IF($D16=\"OHL-100WT\",(IF($K16>500,ROUNDDOWN((($K16-100)/VLOOKUP(\"OHL-102\",LouverData,22,FALSE))+2,0),0)),0))","v":0},0,0,{"$f":"IF(OR($D16=\"\",$G16=0,$H16=0),0,(IF(AND(NOT($D16=\"OVL-99\"),NOT($D16=\"OHL-100WT\")),($M16-$T16*VLOOKUP($D16,LouverData,23,FALSE)),0)))","v":0},{"$f":"IF(OR($D16=\"\",$G16=0,$H16=0),0,(IF(AND(NOT($D16=\"OVL-99\"),NOT($D16=\"OHL-100WT\")),(($Q16-2)*VLOOKUP($D16,LouverData,20,FALSE)),0)))","v":0},{"$f":"IF(OR($D16=\"\",$G16=0,$H16=0,$Z16=0),0,($O16/VLOOKUP($D16,LouverData,19,FALSE))-($Z16/VLOOKUP($D16,LouverData,20,FALSE)))","v":0},{"$f":"IF(OR($D16=\"\",$G16=0,$H16=0),0,(IF(OR($D16=\"OVL-99\",$D16=\"OHL-100WT\"),(($R16-2)*VLOOKUP($D16,LouverData,20,FALSE)),0)))","v":0},{"$f":"IF(OR($D16=\"\",$G16=0,$H16=0),0,(IF(OR($D16=\"OVL-99\",$D16=\"OHL-100WT\"),($O16-$U16*VLOOKUP($D16,LouverData,23,FALSE)),0)))","v":0},{"$f":"IF(OR($D16=\"\",$G16=0,$H16=0,$AB16=0),0,($M16/VLOOKUP($D16,LouverData,19,FALSE))-($AB16/VLOOKUP($D16,LouverData,20,FALSE)))","v":0},0,{"$f":"IF(OR($D16=\"\",$G16=0,$H16=0),0,(IF(($AA16*VLOOKUP($D16,LouverData,19,FALSE))>=VLOOKUP($D16,LouverData,20,FALSE),$Z16+VLOOKUP($D16,LouverData,20,FALSE),$Z16+$AA16*VLOOKUP($D16,LouverData,19,FALSE))))","v":0},{"$f":"IF(OR($D16=\"\",$G16=0,$H16=0),0,(IF(($AD16*VLOOKUP($D16,LouverData,19,FALSE))>=VLOOKUP($D16,LouverData,20,FALSE),$AB16+VLOOKUP($D16,LouverData,20,FALSE),$AB16+$AD16*VLOOKUP($D16,LouverData,19,FALSE))))","v":0},0,0,0,{"$f":"IF(OR($D16=\"\",$G16=0,$H16=0),0,($M16*$Q16*VLOOKUP($D16,LouverData,18,FALSE))+($M16*$S16*VLOOKUP(\"OHL-102\",LouverData,18,FALSE)))","v":0},{"$f":"IF(OR($D16=\"\",$G16=0,$H16=0),0,($O16*$R16*VLOOKUP($D16,LouverData,18,FALSE)))","v":0},{"$f":"IF(OR($D16=\"\",$G16=0,$H16=0),0,(($O16*$T16*VLOOKUP($D16,LouverData,21,FALSE))+($P16*$V16*VLOOKUP(\"OHL-45\",LouverData,21,FALSE))+$W16*VLOOKUP($D16,LouverData,24,FALSE)+$X16*VLOOKUP(\"OHL-102\",LouverData,24,FALSE)))","v":0},{"$f":"IF(OR($D16=\"\",$G16=0,$H16=0),0,($M16*$U16*VLOOKUP($D16,LouverData,21,FALSE)))","v":0},{"$f":"IF(OR($D16=\"\",$G16=0,$H16=0),0,IF(VLOOKUP($D16,LouverData,19,FALSE)=0,0,($M16*(VLOOKUP($D16,LouverData,15,FALSE)+VLOOKUP($D16,LouverData,16,FALSE))+2*$L16*VLOOKUP($D16,LouverData,17,FALSE))))","v":0},{"$f":"IF(OR($D16=\"\",$G16=0,$H16=0),0,IF($D16=\"OHL-DR SINGLE\",2*($L16*VLOOKUP($D16,LouverData,15,FALSE) + $M16*VLOOKUP($D16,LouverData,17,FALSE))+2*($O16*VLOOKUP($D16,LouverData,16,FALSE) + ($M16-VLOOKUP($D16,LouverData,14,FALSE))*VLOOKUP($D16,LouverData,15,FALSE)),0))","v":0},{"$f":"IF(OR($D16=\"\",$G16=0,$H16=0),0,IF($D16=\"OHL-DR DOUBLE\",2*($L16*VLOOKUP($D16,LouverData,15,FALSE) + $M16*VLOOKUP($D16,LouverData,17,FALSE))+4*($O16*VLOOKUP($D16,LouverData,16,FALSE) + ($M16-2*VLOOKUP($D16,LouverData,14,FALSE))*VLOOKUP($D16,LouverData,15,FALSE)),0))","v":0},{"$f":"IF(OR($D16=\"\",$G16=0,$H16=0),0,(($M16*$O16*VLOOKUP($D16,LouverData,25,FALSE))/1000000))","v":0},{"$f":"IF(OR($D16=\"\",$G16=0,$H16=0),0,(VLOOKUP($D16,LouverData,26,FALSE)))","v":0},{"$f":"IF(OR($D16=\"\",$G16=0,$H16=0),\"\",IF(VLOOKUP($D16,LouverData,20,FALSE)=0,\"N/A\",$AI16/1000*$AJ16/1000))","v":""},{"$f":"IF(OR($D16=\"\",$G16=0,$H16=0),\"\",IF(VLOOKUP($D16,LouverData,20,FALSE)=0,\"N/A\",($AI16*$AJ16)/($G16*$H16)))","v":""},{"$f":"IF(OR($D16=\"\",$F16=\"\",$G16=0,$H16=0),\"\",IF(VLOOKUP($D16,LouverData,20,FALSE)=0,\"N/A\",$F16/($G16*$H16/1000000)))","v":""},{"$f":"IF(OR($D16=\"\",$F16=\"\",$G16=0,$H16=0),\"\",IF(VLOOKUP($D16,LouverData,20,FALSE)=0,\"N/A\",$F16/($AI16*$AJ16/1000000)))","v":""},{"$f":"IF(OR($D16=\"\",$F16=\"\",$G16=0,$H16=0,$I16=0),\"\",IF(VLOOKUP($D16,LouverData,27,FALSE)=0,\"N/A\",IF($I16=\"E\",$AW16^2*(VLOOKUP($D16,LouverData,27,FALSE))+$AW16*(VLOOKUP($D16,LouverData,28,FALSE))+(VLOOKUP($D16,LouverData,29,FALSE)),$AW16^2*(VLOOKUP($D16,LouverData,30,FALSE))+$AW16*(VLOOKUP($D16,LouverData,31,FALSE))+(VLOOKUP($D16,LouverData,32,FALSE)))))","v":""},{"$f":"IF(OR($D16=\"\",$F16=\"\",$G16=0,$H16=0,$I16=0),\"\",IF(VLOOKUP($D16,LouverData,27,FALSE)=0,\"N/A\",$AV16*(SQRT(1.19/(2*$AX16)))))","v":""},"",{"$f":"IF($D16=\"\",\"\",VLOOKUP($D16,LouverData,6,FALSE))","v":""},{"$f":"IF($D16=\"\",\"\",VLOOKUP($D16,LouverData,10,FALSE))","v":""},{"$f":"IF($D16=\"\",\"\",VLOOKUP($D16,LouverData,33,FALSE))","v":""},{"$f":"IF($D16=\"\",\"\",VLOOKUP($D16,LouverData,34,FALSE))","v":""},{"$f":"IF($D16=\"\",\"\",VLOOKUP($D16,LouverData,35,FALSE))","v":""},{"$f":"IF($D16=\"\",\"\",VLOOKUP($D16,LouverData,36,FALSE))","v":""},{"$f":"IF($D16=\"\",\"\",VLOOKUP($D16,LouverData,37,FALSE))","v":""},{"$f":"IF($D16=\"\",\"\",VLOOKUP($D16,LouverData,38,FALSE))","v":""},{"$f":"IF($D16=\"\",\"\",VLOOKUP($D16,LouverData,39,FALSE))","v":""},{"$f":"IF($D16=\"\",\"\",VLOOKUP($D16,LouverData,40,FALSE))","v":""},{"$f":"IF($D16=\"\",\"\",VLOOKUP($D16,LouverData,41,FALSE))","v":""},{"$f":"IF($D16=\"\",\"\",VLOOKUP($D16,LouverData,42,FALSE))","v":""},{"$f":"IF($D16=\"\",\"\",VLOOKUP($D16,LouverData,43,FALSE))","v":""},{"$f":"IF($D16=\"\",\"\",VLOOKUP($D16,LouverData,44,FALSE))","v":""},{"$f":"IF($D16=\"\",\"\",VLOOKUP($D16,LouverData,45,FALSE))","v":""},{"$f":"IF($D16=\"\",\"\",VLOOKUP($D16,LouverData,46,FALSE))","v":""}]
[null,7,null,null,null,"",null,null,null,null,0,0,{"$f":"IF(OR($D17=\"\",$G17=0,$H17=0),0,($K17-VLOOKUP($D17,LouverData,12,FALSE)))","v":0},{"$f":"IF(OR($D17=\"\",$G17=0,$H17=0),0,IF($D17=\"OHL-100WT\",($K17-VLOOKUP(\"OHL-102\",LouverData,12,FALSE)),0))","v":0},{"$f":"IF(OR($D17=\"\",$G17=0,$H17=0),0,($L17-VLOOKUP($D17,LouverData,13,FALSE)))","v":0},{"$f":"IF(OR($D17=\"\",$G17=0,$H17=0),0,IF($D17=\"OHL-100WT\",($L17-VLOOKUP(\"OHL-102\",LouverData,13,FALSE)),0))","v":0},{"$f":"IF(OR($D17=\"\",$G17=0,$H17=0),0,IF(VLOOKUP($D17,LouverData,19,FALSE)=0,0,(IF(AND(NOT($D17=\"OVL-99\"),NOT($D17=\"OHL-100WT\")),(ROUNDUP($O17/VLOOKUP($D17,LouverData,19,FALSE),0)+1),0))))","v":0},{"$f":"IF(OR($D17=\"\",$G17=0,$H17=0),0,IF(OR($D17=\"OVL-99\",$D17=\"OHL-100WT\"),(ROUNDUP($M17/VLOOKUP($D17,LouverData,19,FALSE),0)+1),0))","v":0},{"$f":"IF(OR($D17=\"\",$G17=0,$H17=0),0,IF($D17=\"OHL-100WT\",(ROUNDUP(P17/VLOOKUP(\"OHL-102\",LouverData,19,FALSE),0)+1),0))","v":0},{"$f":"IF(OR($D17=\"\",$G17=0,$H17=0),0,IF(VLOOKUP($D17,LouverData,22,FALSE)=0,0,(IF(AND(NOT($D17=\"OVL-99\"),NOT($D17=\"OHL-100WT\")),(IF($K17>500,ROUNDDOWN((($K17-100)/VLOOKUP($D17,LouverData,22,FALSE))+IF($D17=\"OHL-D\",0,2),0),0)),0))))","v":0},{"$f":"IF(OR($D17=\"\",$G17=0,$H17=0),0,IF(OR($D17=\"OVL-99\",$D17=\"OHL-100WT\"),(IF($L17>500,ROUNDDOWN((($L17-100)/VLOOKUP($D17,LouverData,22,FALSE))+2,0),0)),0))","v":0},{"$f":"IF(OR($D17=\"\",$G17=0,$H17=0),0,IF($D17=\"OHL-100WT\",(IF($K17>500,ROUNDDOWN((($K17-100)/VLOOKUP(\"OHL-102\",LouverData,22,FALSE))+2,0),0)),0))","v":0},0,0,{"$f":"IF(OR($D17=\"\",$G17=0,$H17=0),0,(IF(AND(NOT($D17=\"OVL-99\"),NOT($D17=\"OHL-100WT\")),($M17-$T17*VLOOKUP($D17,LouverData,23,FALSE)),0)))","v":0},{"$f":"IF(OR($D17=\"\",$G17=0,$H17=0),0,(IF(AND(NOT($D17=\"OVL-99\"),NOT($D17=\"OHL-100WT\")),(($Q17-2)*VLOOKUP($D17,LouverData,20,FALSE)),0)))","v":0},{"$f":"IF(OR($D17=\"\",$G17=0,$H17=0,$Z17=0),0,($O17/VLOOKUP($D17,LouverData,19,FALSE))-($Z17/VLOOKUP($D17,LouverData,20,FALSE)))","v":0},{"$f":"IF(OR($D17=\"\",$G17=0,$H17=0),0,(IF(OR($D17=\"OVL-99\",$D17=\"OHL-100WT\"),(($R17-2)*VLOOKUP($D17,LouverData,20,FALSE)),0)))","v":0},{"$f":"IF(OR($D17=\"\",$G17=0,$H17=0),0,(IF(OR($D17=\"OVL-99\",$D17=\"OHL-100WT\"),($O17-$U17*VLOOKUP($D17,LouverData,23,FALSE)),0)))","v":0},{"$f":"IF(OR($D17=\"\",$G17=0,$H17=0,$AB17=0),0,($M17/VLOOKUP($D17,LouverData,19,FALSE))-($AB17/VLOOKUP($D17,LouverData,20,FALSE)))","v":0},0,{"$f":"IF(OR($D17=\"\",$G17=0,$H17=0),0,(IF(($AA17*VLOOKUP($D17,LouverData,19,FALSE))>=VLOOKUP($D17,LouverData,20,FALSE),$Z17+VLOOKUP($D17,LouverData,20,FALSE),$Z17+$AA17*VLOOKUP($D17,LouverData,19,FALSE))))","v":0},{"$f":"IF(OR($D17=\"\",$G17=0,$H17=0),0,(IF(($AD17*VLOOKUP($D17,LouverData,19,FALSE))>=VLOOKUP($D17,LouverData,20,FALSE),$AB17+VLOOKUP($D17,LouverData,20,FALSE),$AB17+$AD17*VLOOKUP($D17,LouverData,19,FALSE))))","v":0},0,0,0,{"$f":"IF(OR($D17=\"\",$G17=0,$H17=0),0,($M17*$Q17*VLOOKUP($D17,LouverData,18,FALSE))+($M17*$S17*VLOOKUP(\"OHL-102\",LouverData,18,FALSE)))","v":0},{"$f":"IF(OR($D17=\"\",$G17=0,$H17=0),0,($O17*$R17*VLOOKUP($D17,LouverData,18,FALSE)))","v":0},{"$f":"IF(OR($D17=\"\",$G17=0,$H17=0),0,(($O17*$T17*VLOOKUP($D17,LouverData,21,FALSE))+($P17*$V17*VLOOKUP(\"OHL-45\",LouverData,21,FALSE))+$W17*VLOOKUP($D17,LouverData,24,FALSE)+$X17*VLOOKUP(\"OHL-102\",LouverData,24,FALSE)))","v":0},{"$f":"IF(OR($D17=\"\",$G17=0,$H17=0),0,($M17*$U17*VLOOKUP($D17,LouverData,21,FALSE)))","v":0},{"$f":"IF(OR($D17=\"\",$G17=0,$H17=0),0,IF(VLOOKUP($D17,LouverData,19,FALSE)=0,0,($M17*(VLOOKUP($D17,LouverData,15,FALSE)+VLOOKUP($D17,LouverData,16,FALSE))+2*$L17*VLOOKUP($D17,LouverData,17,FALSE))))","v":0},{"$f":"IF(OR($D17=\"\",$G17=0,$H17=0),0,IF($D17=\"OHL-DR SINGLE\",2*($L17*VLOOKUP($D17,LouverData,15,FALSE) + $M17*VLOOKUP($D17,LouverData,17,FALSE))+2*($O17*VLOOKUP($D17,LouverData,16,FALSE) + ($M17-VLOOKUP($D17,LouverData,14,FALSE))*VLOOKUP($D17,LouverData,15,FALSE)),0))","v":0},{"$f":"IF(OR($D17=\"\",$G17=0,$H17=0),0,IF($D17=\"OHL-DR DOUBLE\",2*($L17*VLOOKUP($D17,LouverData,15,FALSE) + $M17*VLOOKUP($D17,LouverData,17,FALSE))+4*($O17*VLOOKUP($D17,LouverData,16,FALSE) + ($M17-2*VLOOKUP($D17,LouverData,14,FALSE))*VLOOKUP($D17,LouverData,15,FALSE)),0))","v":0},{"$f":"IF(OR($D17=\"\",$G17=0,$H17=0),0,(($M17*$O17*VLOOKUP($D17,LouverData,25,FALSE))/1000000))","v":0},{"$f":"IF(OR($D17=\"\",$G17=0,$H17=0),0,(VLOOKUP($D17,LouverData,26,FALSE)))","v":0},{"$f":"IF(OR($D17=\"\",$G17=0,$H17=0),\"\",IF(VLOOKUP($D17,LouverData,20,FALSE)=0,\"N/A\",$AI17/1000*$AJ17/1000))","v":""},{"$f":"IF(OR($D17=\"\",$G17=0,$H17=0),\"\",IF(VLOOKUP($D17,LouverData,20,FALSE)=0,\"N/A\",($AI17*$AJ17)/($G17*$H17)))","v":""},{"$f":"IF(OR($D17=\"\",$F17=\"\",$G17=0,$H17=0),\"\",IF(VLOOKUP($D17,LouverData,20,FALSE)=0,\"N/A\",$F17/($G17*$H17/1000000)))","v":""},{"$f":"IF(OR($D17=\"\",$F17=\"\",$G17=0,$H17=0),\"\",IF(VLOOKUP($D17,LouverData,20,FALSE)=0,\"N/A\",$F17/($AI17*$AJ17/1000000)))","v":""},{"$f":"IF(OR($D17=\"\",$F17=\"\",$G17=0,$H17=0,$I17=0),\"\",IF(VLOOKUP($D17,LouverData,27,FALSE)=0,\"N/A\",IF($I17=\"E\",$AW17^2*(VLOOKUP($D17,LouverData,27,FALSE))+$AW17*(VLOOKUP($D17,LouverData,28,FALSE))+(VLOOKUP($D17,LouverData,29,FALSE)),$AW17^2*(VLOOKUP($D17,LouverData,30,FALSE))+$AW17*(VLOOKUP($D17,LouverData,31,FALSE))+(VLOOKUP($D17,LouverData,32,FALSE)))))","v":""},{"$f":"IF(OR($D17=\"\",$F17=\"\",$G17=0,$H17=0,$I17=0),\"\",IF(VLOOKUP($D17,LouverData,27,FALSE)=0,\"N/A\",$AV17*(SQRT(1.19/(2*$AX17)))))","v":""},"",{"$f":"IF($D17=\"\",\"\",VLOOKUP($D17,LouverData,6,FALSE))","v":""},{"$f":"IF($D17=\"\",\"\",VLOOKUP($D17,LouverData,10,FALSE))","v":""},{"$f":"IF($D17=\"\",\"\",VLOOKUP($D17,LouverData,33,FALSE))","v":""},{"$f":"IF($D17=\"\",\"\",VLOOKUP($D17,LouverData,34,FALSE))","v":""},{"$f":"IF($D17=\"\",\"\",VLOOKUP($D17,LouverData,35,FALSE))","v":""},{"$f":"IF($D17=\"\",\"\",VLOOKUP($D17,LouverData,36,FALSE))","v":""},{"$f":"IF($D17=\"\",\"\",VLOOKUP($D17,LouverData,37,FALSE))","v":""},{"$f":"IF($D17=\"\",\"\",VLOOKUP($D17,LouverData,38,FALSE))","v":""},{"$f":"IF($D17=\"\",\"\",VLOOKUP($D17,LouverData,39,FALSE))","v":""},{"$f":"IF($D17=\"\",\"\",VLOOKUP($D17,LouverData,40,FALSE))","v":""},{"$f":"IF($D17=\"\",\"\",VLOOKUP($D17,LouverData,41,FALSE))","v":""},{"$f":"IF($D17=\"\",\"\",VLOOKUP($D17,LouverData,42,FALSE))","v":""},{"$f":"IF($D17=\"\",\"\",VLOOKUP($D17,LouverData,43,FALSE))","v":""},{"$f":"IF($D17=\"\",\"\",VLOOKUP($D17,LouverData,44,FALSE))","v":""},{"$f":"IF($D17=\"\",\"\",VLOOKUP($D17,LouverData,45,FALSE))","v":""},{"$f":"IF($D17=\"\",\"\",VLOOKUP($D17,LouverData,46,FALSE))","v":""}]
[null,8,null,null,null,{"$f":"IF($E18=0,\"\",$E18/1000)","v":""},null,null,null,null,0,0,{"$f":"IF(OR($D18=\"\",$G18=0,$H18=0),0,($K18-VLOOKUP($D18,LouverData,12,FALSE)))","v":0},{"$f":"IF(OR($D18=\"\",$G18=0,$H18=0),0,IF($D18=\"OHL-100WT\",($K18-VLOOKUP(\"OHL-102\",LouverData,12,FALSE)),0))","v":0},{"$f":"IF(OR($D18=\"\",$G18=0,$H18=0),0,($L18-VLOOKUP($D18,LouverData,13,FALSE)))","v":0},{"$f":"IF(OR($D18=\"\",$G18=0,$H18=0),0,IF($D18=\"OHL-100WT\",($L18-VLOOKUP(\"OHL-102\",LouverData,13,FALSE)),0))","v":0},{"$f":"IF(OR($D18=\"\",$G18=0,$H18=0),0,IF(VLOOKUP($D18,LouverData,19,FALSE)=0,0,(IF(AND(NOT($D18=\"OVL-99\"),NOT($D18=\"OHL-100WT\")),(ROUNDUP($O18/VLOOKUP($D18,LouverData,19,FALSE),0)+1),0))))","v":0},{"$f":"IF(OR($D18=\"\",$G18=0,$H18=0),0,IF(OR($D18=\"OVL-99\",$D18=\"OHL-100WT\"),(ROUNDUP($M18/VLOOKUP($D18,LouverData,19,FALSE),0)+1),0))","v":0},{"$f":"IF(OR($D18=\"\",$G18=0,$H18=0),0,IF($D18=\"OHL-100WT\",(ROUNDUP(P18/VLOOKUP(\"OHL-102\",LouverData,19,FALSE),0)+1),0))","v":0},{"$f":"IF(OR($D18=\"\",$G18=0,$H18=0),0,IF(VLOOKUP($D18,LouverData,22,FALSE)=0,0,(IF(AND(NOT($D18=\"OVL-99\"),NOT($D18=\"OHL-100WT\")),(IF($K18>500,ROUNDDOWN((($K18-100)/VLOOKUP($D18,LouverData,22,FALSE))+IF($D18=\"OHL-D\",0,2),0),0)),0))))","v":0},{"$f":"IF(OR($D18=\"\",$G18=0,$H18=0),0,IF(OR($D18=\"OVL-99\",$D18=\"OHL-100WT\"),(IF($L18>500,ROUNDDOWN((($L18-100)/VLOOKUP($D18,LouverData,22,FALSE))+2,0),0)),0))","v":0},{"$f":"IF(OR($D18=\"\",$G18=0,$H18=0),0,IF($D18=\"OHL-100WT\",(IF($K18>500,ROUNDDOWN((($K18-100)/VLOOKUP(\"OHL-102\",LouverData,22,FALSE))+2,0),0)),0))","v":0},0,0,{"$f":"IF(OR($D18=\"\",$G18=0,$H18=0),0,(IF(AND(NOT($D18=\"OVL-99\"),NOT($D18=\"OHL-100WT\")),($M18-$T18*VLOOKUP($D18,LouverData,23,FALSE)),0)))","v":0},{"$f":"IF(OR($D18=\"\",$G18=0,$H18=0),0,(IF(AND(NOT($D18=\"OVL-99\"),NOT($D18=\"OHL-100WT\")),(($Q18-2)*VLOOKUP($D18,LouverData,20,FALSE)),0)))","v":0},{"$f":"IF(OR($D18=\"\",$G18=0,$H18=0,$Z18=0),0,($O18/VLOOKUP($D18,LouverData,19,FALSE))-($Z18/VLOOKUP($D18,LouverData,20,FALSE)))","v":0},{"$f":"IF(OR($D18=\"\",$G18=0,$H18=0),0,(IF(OR($D18=\"OVL-99\",$D18=\"OHL-100WT\"),(($R18-2)*VLOOKUP($D18,LouverData,20,FALSE)),0)))","v":0},{"$f":"IF(OR($D18=\"\",$G18=0,$H18=0),0,(IF(OR($D18=\"OVL-99\",$D18=\"OHL-100WT\"),($O18-$U18*VLOOKUP($D18,LouverData,23,FALSE)),0)))","v":0},{"$f":"IF(OR($D18=\"\",$G18=0,$H18=0,$AB18=0),0,($M18/VLOOKUP($D18,LouverData,19,FALSE))-($AB18/VLOOKUP($D18,LouverData,20,FALSE)))","v":0},0,{"$f":"IF(OR($D18=\"\",$G18=0,$H18=0),0,(IF(($AA18*VLOOKUP($D18,LouverData,19,FALSE))>=VLOOKUP($D18,LouverData,20,FALSE),$Z18+VLOOKUP($D18,LouverData,20,FALSE),$Z18+$AA18*VLOOKUP($D18,LouverData,19,FALSE))))","v":0},{"$f":"IF(OR($D18=\"\",$G18=0,$H18=0),0,(IF(($AD18*VLOOKUP($D18,LouverData,19,FALSE))>=VLOOKUP($D18,LouverData,20,FALSE),$AB18+VLOOKUP($D18,LouverData,20,FALSE),$AB18+$AD18*VLOOKUP($D18,LouverData,19,FALSE))))","v":0},0,0,0,{"$f":"IF(OR($D18=\"\",$G18=0,$H18=0),0,($M18*$Q18*VLOOKUP($D18,LouverData,18,FALSE))+($M18*$S18*VLOOKUP(\"OHL-102\",LouverData,18,FALSE)))","v":0},{"$f":"IF(OR($D18=\"\",$G18=0,$H18=0),0,($O18*$R18*VLOOKUP($D18,LouverData,18,FALSE)))","v":0},{"$f":"IF(OR($D18=\"\",$G18=0,$H18=0),0,(($O18*$T18*VLOOKUP($D18,LouverData,21,FALSE))+($P18*$V18*VLOOKUP(\"OHL-45\",LouverData,21,FALSE))+$W18*VLOOKUP($D18,LouverData,24,FALSE)+$X18*VLOOKUP(\"OHL-102\",LouverData,24,FALSE)))","v":0},{"$f":"IF(OR($D18=\"\",$G18=0,$H18=0),0,($M18*$U18*VLOOKUP($D18,LouverData,21,FALSE)))","v":0},{"$f":"IF(OR($D18=\"\",$G18=0,$H18=0),0,IF(VLOOKUP($D18,LouverData,19,FALSE)=0,0,($M18*(VLOOKUP($D18,LouverData,15,FALSE)+VLOOKUP($D18,LouverData,16,FALSE))+2*$L18*VLOOKUP($D18,LouverData,17,FALSE))))","v":0},{"$f":"IF(OR($D18=\"\",$G18=0,$H18=0),0,IF($D18=\"OHL-DR SINGLE\",2*($L18*VLOOKUP($D18,LouverData,15,FALSE) + $M18*VLOOKUP($D18,LouverData,17,FALSE))+2*($O18*VLOOKUP($D18,LouverData,16,FALSE) + ($M18-VLOOKUP($D18,LouverData,14,FALSE))*VLOOKUP($D18,LouverData,15,FALSE)),0))","v":0},{"$f":"IF(OR($D18=\"\",$G18=0,$H18=0),0,IF($D18=\"OHL-DR DOUBLE\",2*($L18*VLOOKUP($D18,LouverData,15,FALSE) + $M18*VLOOKUP($D18,LouverData,17,FALSE))+4*($O18*VLOOKUP($D18,LouverData,16,FALSE) + ($M18-2*VLOOKUP($D18,LouverData,14,FALSE))*VLOOKUP($D18,LouverData,15,FALSE)),0))","v":0},{"$f":"IF(OR($D18=\"\",$G18=0,$H18=0),0,(($M18*$O18*VLOOKUP($D18,LouverData,25,FALSE))/1000000))","v":0},{"$f":"IF(OR($D18=\"\",$G18=0,$H18=0),0,(VLOOKUP($D18,LouverData,26,FALSE)))","v":0},{"$f":"IF(OR($D18=\"\",$G18=0,$H18=0),\"\",IF(VLOOKUP($D18,LouverData,20,FALSE)=0,\"N/A\",$AI18/1000*$AJ18/1000))","v":""},{"$f":"IF(OR($D18=\"\",$G18=0,$H18=0),\"\",IF(VLOOKUP($D18,LouverData,20,FALSE)=0,\"N/A\",($AI18*$AJ18)/($G18*$H18)))","v":""},{"$f":"IF(OR($D18=\"\",$F18=\"\",$G18=0,$H18=0),\"\",IF(VLOOKUP($D18,LouverData,20,FALSE)=0,\"N/A\",$F18/($G18*$H18/1000000)))","v":""},{"$f":"IF(OR($D18=\"\",$F18=\"\",$G18=0,$H18=0),\"\",IF(VLOOKUP($D18,LouverData,20,FALSE)=0,\"N/A\",$F18/($AI18*$AJ18/1000000)))","v":""},{"$f":"IF(OR($D18=\"\",$F18=\"\",$G18=0,$H18=0,$I18=0),\"\",IF(VLOOKUP($D18,LouverData,27,FALSE)=0,\"N/A\",IF($I18=\"E\",$AW18^2*(VLOOKUP($D18,LouverData,27,FALSE))+$AW18*(VLOOKUP($D18,LouverData,28,FALSE))+(VLOOKUP($D18,LouverData,29,FALSE)),$AW18^2*(VLOOKUP($D18,LouverData,30,FALSE))+$AW18*(VLOOKUP($D18,LouverData,31,FALSE))+(VLOOKUP($D18,LouverData,32,FALSE)))))","v":""},{"$f":"IF(OR($D18=\"\",$F18=\"\",$G18=0,$H18=0,$I18=0),\"\",IF(VLOOKUP($D18,LouverData,27,FALSE)=0,\"N/A\",$AV18*(SQRT(1.19/(2*$AX18)))))","v":""},"",{"$f":"IF($D18=\"\",\"\",VLOOKUP($D18,LouverData,6,FALSE))","v":""},{"$f":"IF($D18=\"\",\"\",VLOOKUP($D18,LouverData,10,FALSE))","v":""},{"$f":"IF($D18=\"\",\"\",VLOOKUP($D18,LouverData,33,FALSE))","v":""},{"$f":"IF($D18=\"\",\"\",VLOOKUP($D18,LouverData,34,FALSE))","v":""},{"$f":"IF($D18=\"\",\"\",VLOOKUP($D18,LouverData,35,FALSE))","v":""},{"$f":"IF($D18=\"\",\"\",VLOOKUP($D18,LouverData,36,FALSE))","v":""},{"$f":"IF($D18=\"\",\"\",VLOOKUP($D18,LouverData,37,FALSE))","v":""},{"$f":"IF($D18=\"\",\"\",VLOOKUP($D18,LouverData,38,FALSE))","v":""},{"$f":"IF($D18=\"\",\"\",VLOOKUP($D18,LouverData,39,FALSE))","v":""},{"$f":"IF($D18=\"\",\"\",VLOOKUP($D18,LouverData,40,FALSE))","v":""},{"$f":"IF($D18=\"\",\"\",VLOOKUP($D18,LouverData,41,FALSE))","v":""},{"$f":"IF($D18=\"\",\"\",VLOOKUP($D18,LouverData,42,FALSE))","v":""},{"$f":"IF($D18=\"\",\"\",VLOOKUP($D18,LouverData,43,FALSE))","v":""},{"$f":"IF($D18=\"\",\"\",VLOOKUP($D18,LouverData,44,FALSE))","v":""},{"$f":"IF($D18=\"\",\"\",VLOOKUP($D18,LouverData,45,FALSE))","v":""},{"$f":"IF($D18=\"\",\"\",VLOOKUP($D18,LouverData,46,FALSE))","v":""}]
[null,9,null,null,null,"",null,null,null,null,0,0,{"$f":"IF(OR($D19=\"\",$G19=0,$H19=0),0,($K19-VLOOKUP($D19,LouverData,12,FALSE)))","v":0},{"$f":"IF(OR($D19=\"\",$G19=0,$H19=0),0,IF($D19=\"OHL-100WT\",($K19-VLOOKUP(\"OHL-102\",LouverData,12,FALSE)),0))","v":0},{"$f":"IF(OR($D19=\"\",$G19=0,$H19=0),0,($L19-VLOOKUP($D19,LouverData,13,FALSE)))","v":0},{"$f":"IF(OR($D19=\"\",$G19=0,$H19=0),0,IF($D19=\"OHL-100WT\",($L19-VLOOKUP(\"OHL-102\",LouverData,13,FALSE)),0))","v":0},{"$f":"IF(OR($D19=\"\",$G19=0,$H19=0),0,IF(VLOOKUP($D19,LouverData,19,FALSE)=0,0,(IF(AND(NOT($D19=\"OVL-99\"),NOT($D19=\"OHL-100WT\")),(ROUNDUP($O19/VLOOKUP($D19,LouverData,19,FALSE),0)+1),0))))","v":0},{"$f":"IF(OR($D19=\"\",$G19=0,$H19=0),0,IF(OR($D19=\"OVL-99\",$D19=\"OHL-100WT\"),(ROUNDUP($M19/VLOOKUP($D19,LouverData,19,FALSE),0)+1),0))","v":0},{"$f":"IF(OR($D19=\"\",$G19=0,$H19=0),0,IF($D19=\"OHL-100WT\",(ROUNDUP(P19/VLOOKUP(\"OHL-102\",LouverData,19,FALSE),0)+1),0))","v":0},{"$f":"IF(OR($D19=\"\",$G19=0,$H19=0),0,IF(VLOOKUP($D19,LouverData,22,FALSE)=0,0,(IF(AND(NOT($D19=\"OVL-99\"),NOT($D19=\"OHL-100WT\")),(IF($K19>500,ROUNDDOWN((($K19-100)/VLOOKUP($D19,LouverData,22,FALSE))+IF($D19=\"OHL-D\",0,2),0),0)),0))))","v":0},{"$f":"IF(OR($D19=\"\",$G19=0,$H19=0),0,IF(OR($D19=\"OVL-99\",$D19=\"OHL-100WT\"),(IF($L19>500,ROUNDDOWN((($L19-100)/VLOOKUP($D19,LouverData,22,FALSE))+2,0),0)),0))","v":0},{"$f":"IF(OR($D19=\"\",$G19=0,$H19=0),0,IF($D19=\"OHL-100WT\",(IF($K19>500,ROUNDDOWN((($K19-100)/VLOOKUP(\"OHL-102\",LouverData,22,FALSE))+2,0),0)),0))","v":0},0,0,{"$f":"IF(OR($D19=\"\",$G19=0,$H19=0),0,(IF(AND(NOT($D19=\"OVL-99\"),NOT($D19=\"OHL-100WT\")),($M19-$T19*VLOOKUP($D19,LouverData,23,FALSE)),0)))","v":0},{"$f":"IF(OR($D19=\"\",$G19=0,$H19=0),0,(IF(AND(NOT($D19=\"OVL-99\"),NOT($D19=\"OHL-100WT\")),(($Q19-2)*VLOOKUP($D19,LouverData,20,FALSE)),0)))","v":0},{"$f":"IF(OR($D19=\"\",$G19=0,$H19=0,$Z19=0),0,($O19/VLOOKUP($D19,LouverData,19,FALSE))-($Z19/VLOOKUP($D19,LouverData,20,FALSE)))","v":0},{"$f":"IF(OR($D19=\"\",$G19=0,$H19=0),0,(IF(OR($D19=\"OVL-99\",$D19=\"OHL-100WT\"),(($R19-2)*VLOOKUP($D19,LouverData,20,FALSE)),0)))","v":0},{"$f":"IF(OR($D19=\"\",$G19=0,$H19=0),0,(IF(OR($D19=\"OVL-99\",$D19=\"OHL-100WT\"),($O19-$U19*VLOOKUP($D19,LouverData,23,FALSE)),0)))","v":0},{"$f":"IF(OR($D19=\"\",$G19=0,$H19=0,$AB19=0),0,($M19/VLOOKUP($D19,LouverData,19,FALSE))-($AB19/VLOOKUP($D19,LouverData,20,FALSE)))","v":0},0,{"$f":"IF(OR($D19=\"\",$G19=0,$H19=0),0,(IF(($AA19*VLOOKUP($D19,LouverData,19,FALSE))>=VLOOKUP($D19,LouverData,20,FALSE),$Z19+VLOOKUP($D19,LouverData,20,FALSE),$Z19+$AA19*VLOOKUP($D19,LouverData,19,FALSE))))","v":0},{"$f":"IF(OR($D19=\"\",$G19=0,$H19=0),0,(IF(($AD19*VLOOKUP($D19,LouverData,19,FALSE))>=VLOOKUP($D19,LouverData,20,FALSE),$AB19+VLOOKUP($D19,LouverData,20,FALSE),$AB19+$AD19*VLOOKUP($D19,LouverData,19,FALSE))))","v":0},0,0,0,{"$f":"IF(OR($D19=\"\",$G19=0,$H19=0),0,($M19*$Q19*VLOOKUP($D19,LouverData,18,FALSE))+($M19*$S19*VLOOKUP(\"OHL-102\",LouverData,18,FALSE)))","v":0},{"$f":"IF(OR($D19=\"\",$G19=0,$H19=0),0,($O19*$R19*VLOOKUP($D19,LouverData,18,FALSE)))","v":0},{"$f":"IF(OR($D19=\"\",$G19=0,$H19=0),0,(($O19*$T19*VLOOKUP($D19,LouverData,21,FALSE))+($P19*$V19*VLOOKUP(\"OHL-45\",LouverData,21,FALSE))+$W19*VLOOKUP($D19,LouverData,24,FALSE)+$X19*VLOOKUP(\"OHL-102\",LouverData,24,FALSE)))","v":0},{"$f":"IF(OR($D19=\"\",$G19=0,$H19=0),0,($M19*$U19*VLOOKUP($D19,LouverData,21,FALSE)))","v":0},{"$f":"IF(OR($D19=\"\",$G19=0,$H19=0),0,IF(VLOOKUP($D19,LouverData,19,FALSE)=0,0,($M19*(VLOOKUP($D19,LouverData,15,FALSE)+VLOOKUP($D19,LouverData,16,FALSE))+2*$L19*VLOOKUP($D19,LouverData,17,FALSE))))","v":0},{"$f":"IF(OR($D19=\"\",$G19=0,$H19=0),0,IF($D19=\"OHL-DR SINGLE\",2*($L19*VLOOKUP($D19,LouverData,15,FALSE) + $M19*VLOOKUP($D19,LouverData,17,FALSE))+2*($O19*VLOOKUP($D19,LouverData,16,FALSE) + ($M19-VLOOKUP($D19,LouverData,14,FALSE))*VLOOKUP($D19,LouverData,15,FALSE)),0))","v":0},{"$f":"IF(OR($D19=\"\",$G19=0,$H19=0),0,IF($D19=\"OHL-DR DOUBLE\",2*($L19*VLOOKUP($D19,LouverData,15,FALSE) + $M19*VLOOKUP($D19,LouverData,17,FALSE))+4*($O19*VLOOKUP($D19,LouverData,16,FALSE) + ($M19-2*VLOOKUP($D19,LouverData,14,FALSE))*VLOOKUP($D19,LouverData,15,FALSE)),0))","v":0},{"$f":"IF(OR($D19=\"\",$G19=0,$H19=0),0,(($M19*$O19*VLOOKUP($D19,LouverData,25,FALSE))/1000000))","v":0},{"$f":"IF(OR($D19=\"\",$G19=0,$H19=0),0,(VLOOKUP($D19,LouverData,26,FALSE)))","v":0},{"$f":"IF(OR($D19=\"\",$G19=0,$H19=0),\"\",IF(VLOOKUP($D19,LouverData,20,FALSE)=0,\"N/A\",$AI19/1000*$AJ19/1000))","v":""},{"$f":"IF(OR($D19=\"\",$G19=0,$H19=0),\"\",IF(VLOOKUP($D19,LouverData,20,FALSE)=0,\"N/A\",($AI19*$AJ19)/($G19*$H19)))","v":""},{"$f":"IF(OR($D19=\"\",$F19=\"\",$G19=0,$H19=0),\"\",IF(VLOOKUP($D19,LouverData,20,FALSE)=0,\"N/A\",$F19/($G19*$H19/1000000)))","v":""},{"$f":"IF(OR($D19=\"\",$F19=\"\",$G19=0,$H19=0),\"\",IF(VLOOKUP($D19,LouverData,20,FALSE)=0,\"N/A\",$F19/($AI19*$AJ19/1000000)))","v":""},{"$f":"IF(OR($D19=\"\",$F19=\"\",$G19=0,$H19=0,$I19=0),\"\",IF(VLOOKUP($D19,LouverData,27,FALSE)=0,\"N/A\",IF($I19=\"E\",$AW19^2*(VLOOKUP($D19,LouverData,27,FALSE))+$AW19*(VLOOKUP($D19,LouverData,28,FALSE))+(VLOOKUP($D19,LouverData,29,FALSE)),$AW19^2*(VLOOKUP($D19,LouverData,30,FALSE))+$AW19*(VLOOKUP($D19,LouverData,31,FALSE))+(VLOOKUP($D19,LouverData,32,FALSE)))))","v":""},{"$f":"IF(OR($D19=\"\",$F19=\"\",$G19=0,$H19=0,$I19=0),\"\",IF(VLOOKUP($D19,LouverData,27,FALSE)=0,\"N/A\",$AV19*(SQRT(1.19/(2*$AX19)))))","v":""},"",{"$f":"IF($D19=\"\",\"\",VLOOKUP($D19,LouverData,6,FALSE))","v":""},{"$f":"IF($D19=\"\",\"\",VLOOKUP($D19,LouverData,10,FALSE))","v":""},{"$f":"IF($D19=\"\",\"\",VLOOKUP($D19,LouverData,33,FALSE))","v":""},{"$f":"IF($D19=\"\",\"\",VLOOKUP($D19,LouverData,34,FALSE))","v":""},{"$f":"IF($D19=\"\",\"\",VLOOKUP($D19,LouverData,35,FALSE))","v":""},{"$f":"IF($D19=\"\",\"\",VLOOKUP($D19,LouverData,36,FALSE))","v":""},{"$f":"IF($D19=\"\",\"\",VLOOKUP($D19,LouverData,37,FALSE))","v":""},{"$f":"IF($D19=\"\",\"\",VLOOKUP($D19,LouverData,38,FALSE))","v":""},{"$f":"IF($D19=\"\",\"\",VLOOKUP($D19,LouverData,39,FALSE))","v":""},{"$f":"IF($D19=\"\",\"\",VLOOKUP($D19,LouverData,40,FALSE))","v":""},{"$f":"IF($D19=\"\",\"\",VLOOKUP($D19,LouverData,41,FALSE))","v":""},{"$f":"IF($D19=\"\",\"\",VLOOKUP($D19,LouverData,42,FALSE))","v":""},{"$f":"IF($D19=\"\",\"\",VLOOKUP($D19,LouverData,43,FALSE))","v":""},{"$f":"IF($D19=\"\",\"\",VLOOKUP($D19,LouverData,44,FALSE))","v":""},{"$f":"IF($D19=\"\",\"\",VLOOKUP($D19,LouverData,45,FALSE))","v":""},{"$f":"IF($D19=\"\",\"\",VLOOKUP($D19,LouverData,46,FALSE))","v":""}]
[null,10,null,null,null,"",null,null,null,null,0,0,{"$f":"IF(OR($D20=\"\",$G20=0,$H20=0),0,($K20-VLOOKUP($D20,LouverData,12,FALSE)))","v":0},{"$f":"IF(OR($D20=\"\",$G20=0,$H20=0),0,IF($D20=\"OHL-100WT\",($K20-VLOOKUP(\"OHL-102\",LouverData,12,FALSE)),0))","v":0},{"$f":"IF(OR($D20=\"\",$G20=0,$H20=0),0,($L20-VLOOKUP($D20,LouverData,13,FALSE)))","v":0},{"$f":"IF(OR($D20=\"\",$G20=0,$H20=0),0,IF($D20=\"OHL-100WT\",($L20-VLOOKUP(\"OHL-102\",LouverData,13,FALSE)),0))","v":0},{"$f":"IF(OR($D20=\"\",$G20=0,$H20=0),0,IF(VLOOKUP($D20,LouverData,19,FALSE)=0,0,(IF(AND(NOT($D20=\"OVL-99\"),NOT($D20=\"OHL-100WT\")),(ROUNDUP($O20/VLOOKUP($D20,LouverData,19,FALSE),0)+1),0))))","v":0},{"$f":"IF(OR($D20=\"\",$G20=0,$H20=0),0,IF(OR($D20=\"OVL-99\",$D20=\"OHL-100WT\"),(ROUNDUP($M20/VLOOKUP($D20,LouverData,19,FALSE),0)+1),0))","v":0},{"$f":"IF(OR($D20=\"\",$G20=0,$H20=0),0,IF($D20=\"OHL-100WT\",(ROUNDUP(P20/VLOOKUP(\"OHL-102\",LouverData,19,FALSE),0)+1),0))","v":0},{"$f":"IF(OR($D20=\"\",$G20=0,$H20=0),0,IF(VLOOKUP($D20,LouverData,22,FALSE)=0,0,(IF(AND(NOT($D20=\"OVL-99\"),NOT($D20=\"OHL-100WT\")),(IF($K20>500,ROUNDDOWN((($K20-100)/VLOOKUP($D20,LouverData,22,FALSE))+IF($D20=\"OHL-D\",0,2),0),0)),0))))","v":0},{"$f":"IF(OR($D20=\"\",$G20=0,$H20=0),0,IF(OR($D20=\"OVL-99\",$D20=\"OHL-100WT\"),(IF($L20>500,ROUNDDOWN((($L20-100)/VLOOKUP($D20,LouverData,22,FALSE))+2,0),0)),0))","v":0},{"$f":"IF(OR($D20=\"\",$G20=0,$H20=0),0,IF($D20=\"OHL-100WT\",(IF($K20>500,ROUNDDOWN((($K20-100)/VLOOKUP(\"OHL-102\",LouverData,22,FALSE))+2,0),0)),0))","v":0},0,0,{"$f":"IF(OR($D20=\"\",$G20=0,$H20=0),0,(IF(AND(NOT($D20=\"OVL-99\"),NOT($D20=\"OHL-100WT\")),($M20-$T20*VLOOKUP($D20,LouverData,23,FALSE)),0)))","v":0},{"$f":"IF(OR($D20=\"\",$G20=0,$H20=0),0,(IF(AND(NOT($D20=\"OVL-99\"),NOT($D20=\"OHL-100WT\")),(($Q20-2)*VLOOKUP($D20,LouverData,20,FALSE)),0)))","v":0},{"$f":"IF(OR($D20=\"\",$G20=0,$H20=0,$Z20=0),0,($O20/VLOOKUP($D20,LouverData,19,FALSE))-($Z20/VLOOKUP($D20,LouverData,20,FALSE)))","v":0},{"$f":"IF(OR($D20=\"\",$G20=0,$H20=0),0,(IF(OR($D20=\"OVL-99\",$D20=\"OHL-100WT\"),(($R20-2)*VLOOKUP($D20,LouverData,20,FALSE)),0)))","v":0},{"$f":"IF(OR($D20=\"\",$G20=0,$H20=0),0,(IF(OR($D20=\"OVL-99\",$D20=\"OHL-100WT\"),($O20-$U20*VLOOKUP($D20,LouverData,23,FALSE)),0)))","v":0},{"$f":"IF(OR($D20=\"\",$G20=0,$H20=0,$AB20=0),0,($M20/VLOOKUP($D20,LouverData,19,FALSE))-($AB20/VLOOKUP($D20,LouverData,20,FALSE)))","v":0},0,{"$f":"IF(OR($D20=\"\",$G20=0,$H20=0),0,(IF(($AA20*VLOOKUP($D20,LouverData,19,FALSE))>=VLOOKUP($D20,LouverData,20,FALSE),$Z20+VLOOKUP($D20,LouverData,20,FALSE),$Z20+$AA20*VLOOKUP($D20,LouverData,19,FALSE))))","v":0},{"$f":"IF(OR($D20=\"\",$G20=0,$H20=0),0,(IF(($AD20*VLOOKUP($D20,LouverData,19,FALSE))>=VLOOKUP($D20,LouverData,20,FALSE),$AB20+VLOOKUP($D20,LouverData,20,FALSE),$AB20+$AD20*VLOOKUP($D20,LouverData,19,FALSE))))","v":0},0,0,0,{"$f":"IF(OR($D20=\"\",$G20=0,$H20=0),0,($M20*$Q20*VLOOKUP($D20,LouverData,18,FALSE))+($M20*$S20*VLOOKUP(\"OHL-102\",LouverData,18,FALSE)))","v":0},{"$f":"IF(OR($D20=\"\",$G20=0,$H20=0),0,($O20*$R20*VLOOKUP($D20,LouverData,18,FALSE)))","v":0},{"$f":"IF(OR($D20=\"\",$G20=0,$H20=0),0,(($O20*$T20*VLOOKUP($D20,LouverData,21,FALSE))+($P20*$V20*VLOOKUP(\"OHL-45\",LouverData,21,FALSE))+$W20*VLOOKUP($D20,LouverData,24,FALSE)+$X20*VLOOKUP(\"OHL-102\",LouverData,24,FALSE)))","v":0},{"$f":"IF(OR($D20=\"\",$G20=0,$H20=0),0,($M20*$U20*VLOOKUP($D20,LouverData,21,FALSE)))","v":0},{"$f":"IF(OR($D20=\"\",$G20=0,$H20=0),0,IF(VLOOKUP($D20,LouverData,19,FALSE)=0,0,($M20*(VLOOKUP($D20,LouverData,15,FALSE)+VLOOKUP($D20,LouverData,16,FALSE))+2*$L20*VLOOKUP($D20,LouverData,17,FALSE))))","v":0},{"$f":"IF(OR($D20=\"\",$G20=0,$H20=0),0,IF($D20=\"OHL-DR SINGLE\",2*($L20*VLOOKUP($D20,LouverData,15,FALSE) + $M20*VLOOKUP($D20,LouverData,17,FALSE))+2*($O20*VLOOKUP($D20,LouverData,16,FALSE) + ($M20-VLOOKUP($D20,LouverData,14,FALSE))*VLOOKUP($D20,LouverData,15,FALSE)),0))","v":0},{"$f":"IF(OR($D20=\"\",$G20=0,$H20=0),0,IF($D20=\"OHL-DR DOUBLE\",2*($L20*VLOOKUP($D20,LouverData,15,FALSE) + $M20*VLOOKUP($D20,LouverData,17,FALSE))+4*($O20*VLOOKUP($D20,LouverData,16,FALSE) + ($M20-2*VLOOKUP($D20,LouverData,14,FALSE))*VLOOKUP($D20,LouverData,15,FALSE)),0))","v":0},{"$f":"IF(OR($D20=\"\",$G20=0,$H20=0),0,(($M20*$O20*VLOOKUP($D20,LouverData,25,FALSE))/1000000))","v":0},{"$f":"IF(OR($D20=\"\",$G20=0,$H20=0),0,(VLOOKUP($D20,LouverData,26,FALSE)))","v":0},{"$f":"IF(OR($D20=\"\",$G20=0,$H20=0),\"\",IF(VLOOKUP($D20,LouverData,20,FALSE)=0,\"N/A\",$AI20/1000*$AJ20/1000))","v":""},{"$f":"IF(OR($D20=\"\",$G20=0,$H20=0),\"\",IF(VLOOKUP($D20,LouverData,20,FALSE)=0,\"N/A\",($AI20*$AJ20)/($G20*$H20)))","v":""},{"$f":"IF(OR($D20=\"\",$F20=\"\",$G20=0,$H20=0),\"\",IF(VLOOKUP($D20,LouverData,20,FALSE)=0,\"N/A\",$F20/($G20*$H20/1000000)))","v":""},{"$f":"IF(OR($D20=\"\",$F20=\"\",$G20=0,$H20=0),\"\",IF(VLOOKUP($D20,LouverData,20,FALSE)=0,\"N/A\",$F20/($AI20*$AJ20/1000000)))","v":""},{"$f":"IF(OR($D20=\"\",$F20=\"\",$G20=0,$H20=0,$I20=0),\"\",IF(VLOOKUP($D20,LouverData,27,FALSE)=0,\"N/A\",IF($I20=\"E\",$AW20^2*(VLOOKUP($D20,LouverData,27,FALSE))+$AW20*(VLOOKUP($D20,LouverData,28,FALSE))+(VLOOKUP($D20,LouverData,29,FALSE)),$AW20^2*(VLOOKUP($D20,LouverData,30,FALSE))+$AW20*(VLOOKUP($D20,LouverData,31,FALSE))+(VLOOKUP($D20,LouverData,32,FALSE)))))","v":""},{"$f":"IF(OR($D20=\"\",$F20=\"\",$G20=0,$H20=0,$I20=0),\"\",IF(VLOOKUP($D20,LouverData,27,FALSE)=0,\"N/A\",$AV20*(SQRT(1.19/(2*$AX20)))))","v":""},"",{"$f":"IF($D20=\"\",\"\",VLOOKUP($D20,LouverData,6,FALSE))","v":""},{"$f":"IF($D20=\"\",\"\",VLOOKUP($D20,LouverData,10,FALSE))","v":""},{"$f":"IF($D20=\"\",\"\",VLOOKUP($D20,LouverData,33,FALSE))","v":""},{"$f":"IF($D20=\"\",\"\",VLOOKUP($D20,LouverData,34,FALSE))","v":""},{"$f":"IF($D20=\"\",\"\",VLOOKUP($D20,LouverData,35,FALSE))","v":""},{"$f":"IF($D20=\"\",\"\",VLOOKUP($D20,LouverData,36,FALSE))","v":""},{"$f":"IF($D20=\"\",\"\",VLOOKUP($D20,LouverData,37,FALSE))","v":""},{"$f":"IF($D20=\"\",\"\",VLOOKUP($D20,LouverData,38,FALSE))","v":""},{"$f":"IF($D20=\"\",\"\",VLOOKUP($D20,LouverData,39,FALSE))","v":""},{"$f":"IF($D20=\"\",\"\",VLOOKUP($D20,LouverData,40,FALSE))","v":""},{"$f":"IF($D20=\"\",\"\",VLOOKUP($D20,LouverData,41,FALSE))","v":""},{"$f":"IF($D20=\"\",\"\",VLOOKUP($D20,LouverData,42,FALSE))","v":""},{"$f":"IF($D20=\"\",\"\",VLOOKUP($D20,LouverData,43,FALSE))","v":""},{"$f":"IF($D20=\"\",\"\",VLOOKUP($D20,LouverData,44,FALSE))","v":""},{"$f":"IF($D20=\"\",\"\",VLOOKUP($D20,LouverData,45,FALSE))","v":""},{"$f":"IF($D20=\"\",\"\",VLOOKUP($D20,LouverData,46,FALSE))","v":""}]
[null,11,null,null,null,"",null,null,null,null,0,0,{"$f":"IF(OR($D21=\"\",$G21=0,$H21=0),0,($K21-VLOOKUP($D21,LouverData,12,FALSE)))","v":0},{"$f":"IF(OR($D21=\"\",$G21=0,$H21=0),0,IF($D21=\"OHL-100WT\",($K21-VLOOKUP(\"OHL-102\",LouverData,12,FALSE)),0))","v":0},{"$f":"IF(OR($D21=\"\",$G21=0,$H21=0),0,($L21-VLOOKUP($D21,LouverData,13,FALSE)))","v":0},{"$f":"IF(OR($D21=\"\",$G21=0,$H21=0),0,IF($D21=\"OHL-100WT\",($L21-VLOOKUP(\"OHL-102\",LouverData,13,FALSE)),0))","v":0},{"$f":"IF(OR($D21=\"\",$G21=0,$H21=0),0,IF(VLOOKUP($D21,LouverData,19,FALSE)=0,0,(IF(AND(NOT($D21=\"OVL-99\"),NOT($D21=\"OHL-100WT\")),(ROUNDUP($O21/VLOOKUP($D21,LouverData,19,FALSE),0)+1),0))))","v":0},{"$f":"IF(OR($D21=\"\",$G21=0,$H21=0),0,IF(OR($D21=\"OVL-99\",$D21=\"OHL-100WT\"),(ROUNDUP($M21/VLOOKUP($D21,LouverData,19,FALSE),0)+1),0))","v":0},{"$f":"IF(OR($D21=\"\",$G21=0,$H21=0),0,IF($D21=\"OHL-100WT\",(ROUNDUP(P21/VLOOKUP(\"OHL-102\",LouverData,19,FALSE),0)+1),0))","v":0},{"$f":"IF(OR($D21=\"\",$G21=0,$H21=0),0,IF(VLOOKUP($D21,LouverData,22,FALSE)=0,0,(IF(AND(NOT($D21=\"OVL-99\"),NOT($D21=\"OHL-100WT\")),(IF($K21>500,ROUNDDOWN((($K21-100)/VLOOKUP($D21,LouverData,22,FALSE))+IF($D21=\"OHL-D\",0,2),0),0)),0))))","v":0},{"$f":"IF(OR($D21=\"\",$G21=0,$H21=0),0,IF(OR($D21=\"OVL-99\",$D21=\"OHL-100WT\"),(IF($L21>500,ROUNDDOWN((($L21-100)/VLOOKUP($D21,LouverData,22,FALSE))+2,0),0)),0))","v":0},{"$f":"IF(OR($D21=\"\",$G21=0,$H21=0),0,IF($D21=\"OHL-100WT\",(IF($K21>500,ROUNDDOWN((($K21-100)/VLOOKUP(\"OHL-102\",LouverData,22,FALSE))+2,0),0)),0))","v":0},0,0,{"$f":"IF(OR($D21=\"\",$G21=0,$H21=0),0,(IF(AND(NOT($D21=\"OVL-99\"),NOT($D21=\"OHL-100WT\")),($M21-$T21*VLOOKUP($D21,LouverData,23,FALSE)),0)))","v":0},{"$f":"IF(OR($D21=\"\",$G21=0,$H21=0),0,(IF(AND(NOT($D21=\"OVL-99\"),NOT($D21=\"OHL-100WT\")),(($Q21-2)*VLOOKUP($D21,LouverData,20,FALSE)),0)))","v":0},{"$f":"IF(OR($D21=\"\",$G21=0,$H21=0,$Z21=0),0,($O21/VLOOKUP($D21,LouverData,19,FALSE))-($Z21/VLOOKUP($D21,LouverData,20,FALSE)))","v":0},{"$f":"IF(OR($D21=\"\",$G21=0,$H21=0),0,(IF(OR($D21=\"OVL-99\",$D21=\"OHL-100WT\"),(($R21-2)*VLOOKUP($D21,LouverData,20,FALSE)),0)))","v":0},{"$f":"IF(OR($D21=\"\",$G21=0,$H21=0),0,(IF(OR($D21=\"OVL-99\",$D21=\"OHL-100WT\"),($O21-$U21*VLOOKUP($D21,LouverData,23,FALSE)),0)))","v":0},{"$f":"IF(OR($D21=\"\",$G21=0,$H21=0,$AB21=0),0,($M21/VLOOKUP($D21,LouverData,19,FALSE))-($AB21/VLOOKUP($D21,LouverData,20,FALSE)))","v":0},0,{"$f":"IF(OR($D21=\"\",$G21=0,$H21=0),0,(IF(($AA21*VLOOKUP($D21,LouverData,19,FALSE))>=VLOOKUP($D21,LouverData,20,FALSE),$Z21+VLOOKUP($D21,LouverData,20,FALSE),$Z21+$AA21*VLOOKUP($D21,LouverData,19,FALSE))))","v":0},{"$f":"IF(OR($D21=\"\",$G21=0,$H21=0),0,(IF(($AD21*VLOOKUP($D21,LouverData,19,FALSE))>=VLOOKUP($D21,LouverData,20,FALSE),$AB21+VLOOKUP($D21,LouverData,20,FALSE),$AB21+$AD21*VLOOKUP($D21,LouverData,19,FALSE))))","v":0},0,0,0,{"$f":"IF(OR($D21=\"\",$G21=0,$H21=0),0,($M21*$Q21*VLOOKUP($D21,LouverData,18,FALSE))+($M21*$S21*VLOOKUP(\"OHL-102\",LouverData,18,FALSE)))","v":0},{"$f":"IF(OR($D21=\"\",$G21=0,$H21=0),0,($O21*$R21*VLOOKUP($D21,LouverData,18,FALSE)))","v":0},{"$f":"IF(OR($D21=\"\",$G21=0,$H21=0),0,(($O21*$T21*VLOOKUP($D21,LouverData,21,FALSE))+($P21*$V21*VLOOKUP(\"OHL-45\",LouverData,21,FALSE))+$W21*VLOOKUP($D21,LouverData,24,FALSE)+$X21*VLOOKUP(\"OHL-102\",LouverData,24,FALSE)))","v":0},{"$f":"IF(OR($D21=\"\",$G21=0,$H21=0),0,($M21*$U21*VLOOKUP($D21,LouverData,21,FALSE)))","v":0},{"$f":"IF(OR($D21=\"\",$G21=0,$H21=0),0,IF(VLOOKUP($D21,LouverData,19,FALSE)=0,0,($M21*(VLOOKUP($D21,LouverData,15,FALSE)+VLOOKUP($D21,LouverData,16,FALSE))+2*$L21*VLOOKUP($D21,LouverData,17,FALSE))))","v":0},{"$f":"IF(OR($D21=\"\",$G21=0,$H21=0),0,IF($D21=\"OHL-DR SINGLE\",2*($L21*VLOOKUP($D21,LouverData,15,FALSE) + $M21*VLOOKUP($D21,LouverData,17,FALSE))+2*($O21*VLOOKUP($D21,LouverData,16,FALSE) + ($M21-VLOOKUP($D21,LouverData,14,FALSE))*VLOOKUP($D21,LouverData,15,FALSE)),0))","v":0},{"$f":"IF(OR($D21=\"\",$G21=0,$H21=0),0,IF($D21=\"OHL-DR DOUBLE\",2*($L21*VLOOKUP($D21,LouverData,15,FALSE) + $M21*VLOOKUP($D21,LouverData,17,FALSE))+4*($O21*VLOOKUP($D21,LouverData,16,FALSE) + ($M21-2*VLOOKUP($D21,LouverData,14,FALSE))*VLOOKUP($D21,LouverData,15,FALSE)),0))","v":0},{"$f":"IF(OR($D21=\"\",$G21=0,$H21=0),0,(($M21*$O21*VLOOKUP($D21,LouverData,25,FALSE))/1000000))","v":0},{"$f":"IF(OR($D21=\"\",$G21=0,$H21=0),0,(VLOOKUP($D21,LouverData,26,FALSE)))","v":0},{"$f":"IF(OR($D21=\"\",$G21=0,$H21=0),\"\",IF(VLOOKUP($D21,LouverData,20,FALSE)=0,\"N/A\",$AI21/1000*$AJ21/1000))","v":""},{"$f":"IF(OR($D21=\"\",$G21=0,$H21=0),\"\",IF(VLOOKUP($D21,LouverData,20,FALSE)=0,\"N/A\",($AI21*$AJ21)/($G21*$H21)))","v":""},{"$f":"IF(OR($D21=\"\",$F21=\"\",$G21=0,$H21=0),\"\",IF(VLOOKUP($D21,LouverData,20,FALSE)=0,\"N/A\",$F21/($G21*$H21/1000000)))","v":""},{"$f":"IF(OR($D21=\"\",$F21=\"\",$G21=0,$H21=0),\"\",IF(VLOOKUP($D21,LouverData,20,FALSE)=0,\"N/A\",$F21/($AI21*$AJ21/1000000)))","v":""},{"$f":"IF(OR($D21=\"\",$F21=\"\",$G21=0,$H21=0,$I21=0),\"\",IF(VLOOKUP($D21,LouverData,27,FALSE)=0,\"N/A\",IF($I21=\"E\",$AW21^2*(VLOOKUP($D21,LouverData,27,FALSE))+$AW21*(VLOOKUP($D21,LouverData,28,FALSE))+(VLOOKUP($D21,LouverData,29,FALSE)),$AW21^2*(VLOOKUP($D21,LouverData,30,FALSE))+$AW21*(VLOOKUP($D21,LouverData,31,FALSE))+(VLOOKUP($D21,LouverData,32,FALSE)))))","v":""},{"$f":"IF(OR($D21=\"\",$F21=\"\",$G21=0,$H21=0,$I21=0),\"\",IF(VLOOKUP($D21,LouverData,27,FALSE)=0,\"N/A\",$AV21*(SQRT(1.19/(2*$AX21)))))","v":""},"",{"$f":"IF($D21=\"\",\"\",VLOOKUP($D21,LouverData,6,FALSE))","v":""},{"$f":"IF($D21=\"\",\"\",VLOOKUP($D21,LouverData,10,FALSE))","v":""},{"$f":"IF($D21=\"\",\"\",VLOOKUP($D21,LouverData,33,FALSE))","v":""},{"$f":"IF($D21=\"\",\"\",VLOOKUP($D21,LouverData,34,FALSE))","v":""},{"$f":"IF($D21=\"\",\"\",VLOOKUP($D21,LouverData,35,FALSE))","v":""},{"$f":"IF($D21=\"\",\"\",VLOOKUP($D21,LouverData,36,FALSE))","v":""},{"$f":"IF($D21=\"\",\"\",VLOOKUP($D21,LouverData,37,FALSE))","v":""},{"$f":"IF($D21=\"\",\"\",VLOOKUP($D21,LouverData,38,FALSE))","v":""},{"$f":"IF($D21=\"\",\"\",VLOOKUP($D21,LouverData,39,FALSE))","v":""},{"$f":"IF($D21=\"\",\"\",VLOOKUP($D21,LouverData,40,FALSE))","v":""},{"$f":"IF($D21=\"\",\"\",VLOOKUP($D21,LouverData,41,FALSE))","v":""},{"$f":"IF($D21=\"\",\"\",VLOOKUP($D21,LouverData,42,FALSE))","v":""},{"$f":"IF($D21=\"\",\"\",VLOOKUP($D21,LouverData,43,FALSE))","v":""},{"$f":"IF($D21=\"\",\"\",VLOOKUP($D21,LouverData,44,FALSE))","v":""},{"$f":"IF($D21=\"\",\"\",VLOOKUP($D21,LouverData,45,FALSE))","v":""},{"$f":"IF($D21=\"\",\"\",VLOOKUP($D21,LouverData,46,FALSE))","v":""}]
[null,12,null,null,null,"",null,null,null,null,0,0,{"$f":"IF(OR($D22=\"\",$G22=0,$H22=0),0,($K22-VLOOKUP($D22,LouverData,12,FALSE)))","v":0},{"$f":"IF(OR($D22=\"\",$G22=0,$H22=0),0,IF($D22=\"OHL-100WT\",($K22-VLOOKUP(\"OHL-102\",LouverData,12,FALSE)),0))","v":0},{"$f":"IF(OR($D22=\"\",$G22=0,$H22=0),0,($L22-VLOOKUP($D22,LouverData,13,FALSE)))","v":0},{"$f":"IF(OR($D22=\"\",$G22=0,$H22=0),0,IF($D22=\"OHL-100WT\",($L22-VLOOKUP(\"OHL-102\",LouverData,13,FALSE)),0))","v":0},{"$f":"IF(OR($D22=\"\",$G22=0,$H22=0),0,IF(VLOOKUP($D22,LouverData,19,FALSE)=0,0,(IF(AND(NOT($D22=\"OVL-99\"),NOT($D22=\"OHL-100WT\")),(ROUNDUP($O22/VLOOKUP($D22,LouverData,19,FALSE),0)+1),0))))","v":0},{"$f":"IF(OR($D22=\"\",$G22=0,$H22=0),0,IF(OR($D22=\"OVL-99\",$D22=\"OHL-100WT\"),(ROUNDUP($M22/VLOOKUP($D22,LouverData,19,FALSE),0)+1),0))","v":0},{"$f":"IF(OR($D22=\"\",$G22=0,$H22=0),0,IF($D22=\"OHL-100WT\",(ROUNDUP(P22/VLOOKUP(\"OHL-102\",LouverData,19,FALSE),0)+1),0))","v":0},{"$f":"IF(OR($D22=\"\",$G22=0,$H22=0),0,IF(VLOOKUP($D22,LouverData,22,FALSE)=0,0,(IF(AND(NOT($D22=\"OVL-99\"),NOT($D22=\"OHL-100WT\")),(IF($K22>500,ROUNDDOWN((($K22-100)/VLOOKUP($D22,LouverData,22,FALSE))+IF($D22=\"OHL-D\",0,2),0),0)),0))))","v":0},{"$f":"IF(OR($D22=\"\",$G22=0,$H22=0),0,IF(OR($D22=\"OVL-99\",$D22=\"OHL-100WT\"),(IF($L22>500,ROUNDDOWN((($L22-100)/VLOOKUP($D22,LouverData,22,FALSE))+2,0),0)),0))","v":0},{"$f":"IF(OR($D22=\"\",$G22=0,$H22=0),0,IF($D22=\"OHL-100WT\",(IF($K22>500,ROUNDDOWN((($K22-100)/VLOOKUP(\"OHL-102\",LouverData,22,FALSE))+2,0),0)),0))","v":0},0,0,{"$f":"IF(OR($D22=\"\",$G22=0,$H22=0),0,(IF(AND(NOT($D22=\"OVL-99\"),NOT($D22=\"OHL-100WT\")),($M22-$T22*VLOOKUP($D22,LouverData,23,FALSE)),0)))","v":0},{"$f":"IF(OR($D22=\"\",$G22=0,$H22=0),0,(IF(AND(NOT($D22=\"OVL-99\"),NOT($D22=\"OHL-100WT\")),(($Q22-2)*VLOOKUP($D22,LouverData,20,FALSE)),0)))","v":0},{"$f":"IF(OR($D22=\"\",$G22=0,$H22=0,$Z22=0),0,($O22/VLOOKUP($D22,LouverData,19,FALSE))-($Z22/VLOOKUP($D22,LouverData,20,FALSE)))","v":0},{"$f":"IF(OR($D22=\"\",$G22=0,$H22=0),0,(IF(OR($D22=\"OVL-99\",$D22=\"OHL-100WT\"),(($R22-2)*VLOOKUP($D22,LouverData,20,FALSE)),0)))","v":0},{"$f":"IF(OR($D22=\"\",$G22=0,$H22=0),0,(IF(OR($D22=\"OVL-99\",$D22=\"OHL-100WT\"),($O22-$U22*VLOOKUP($D22,LouverData,23,FALSE)),0)))","v":0},{"$f":"IF(OR($D22=\"\",$G22=0,$H22=0,$AB22=0),0,($M22/VLOOKUP($D22,LouverData,19,FALSE))-($AB22/VLOOKUP($D22,LouverData,20,FALSE)))","v":0},0,{"$f":"IF(OR($D22=\"\",$G22=0,$H22=0),0,(IF(($AA22*VLOOKUP($D22,LouverData,19,FALSE))>=VLOOKUP($D22,LouverData,20,FALSE),$Z22+VLOOKUP($D22,LouverData,20,FALSE),$Z22+$AA22*VLOOKUP($D22,LouverData,19,FALSE))))","v":0},{"$f":"IF(OR($D22=\"\",$G22=0,$H22=0),0,(IF(($AD22*VLOOKUP($D22,LouverData,19,FALSE))>=VLOOKUP($D22,LouverData,20,FALSE),$AB22+VLOOKUP($D22,LouverData,20,FALSE),$AB22+$AD22*VLOOKUP($D22,LouverData,19,FALSE))))","v":0},0,0,0,{"$f":"IF(OR($D22=\"\",$G22=0,$H22=0),0,($M22*$Q22*VLOOKUP($D22,LouverData,18,FALSE))+($M22*$S22*VLOOKUP(\"OHL-102\",LouverData,18,FALSE)))","v":0},{"$f":"IF(OR($D22=\"\",$G22=0,$H22=0),0,($O22*$R22*VLOOKUP($D22,LouverData,18,FALSE)))","v":0},{"$f":"IF(OR($D22=\"\",$G22=0,$H22=0),0,(($O22*$T22*VLOOKUP($D22,LouverData,21,FALSE))+($P22*$V22*VLOOKUP(\"OHL-45\",LouverData,21,FALSE))+$W22*VLOOKUP($D22,LouverData,24,FALSE)+$X22*VLOOKUP(\"OHL-102\",LouverData,24,FALSE)))","v":0},{"$f":"IF(OR($D22=\"\",$G22=0,$H22=0),0,($M22*$U22*VLOOKUP($D22,LouverData,21,FALSE)))","v":0},{"$f":"IF(OR($D22=\"\",$G22=0,$H22=0),0,IF(VLOOKUP($D22,LouverData,19,FALSE)=0,0,($M22*(VLOOKUP($D22,LouverData,15,FALSE)+VLOOKUP($D22,LouverData,16,FALSE))+2*$L22*VLOOKUP($D22,LouverData,17,FALSE))))","v":0},{"$f":"IF(OR($D22=\"\",$G22=0,$H22=0),0,IF($D22=\"OHL-DR SINGLE\",2*($L22*VLOOKUP($D22,LouverData,15,FALSE) + $M22*VLOOKUP($D22,LouverData,17,FALSE))+2*($O22*VLOOKUP($D22,LouverData,16,FALSE) + ($M22-VLOOKUP($D22,LouverData,14,FALSE))*VLOOKUP($D22,LouverData,15,FALSE)),0))","v":0},{"$f":"IF(OR($D22=\"\",$G22=0,$H22=0),0,IF($D22=\"OHL-DR DOUBLE\",2*($L22*VLOOKUP($D22,LouverData,15,FALSE) + $M22*VLOOKUP($D22,LouverData,17,FALSE))+4*($O22*VLOOKUP($D22,LouverData,16,FALSE) + ($M22-2*VLOOKUP($D22,LouverData,14,FALSE))*VLOOKUP($D22,LouverData,15,FALSE)),0))","v":0},{"$f":"IF(OR($D22=\"\",$G22=0,$H22=0),0,(($M22*$O22*VLOOKUP($D22,LouverData,25,FALSE))/1000000))","v":0},{"$f":"IF(OR($D22=\"\",$G22=0,$H22=0),0,(VLOOKUP($D22,LouverData,26,FALSE)))","v":0},{"$f":"IF(OR($D22=\"\",$G22=0,$H22=0),\"\",IF(VLOOKUP($D22,LouverData,20,FALSE)=0,\"N/A\",$AI22/1000*$AJ22/1000))","v":""},{"$f":"IF(OR($D22=\"\",$G22=0,$H22=0),\"\",IF(VLOOKUP($D22,LouverData,20,FALSE)=0,\"N/A\",($AI22*$AJ22)/($G22*$H22)))","v":""},{"$f":"IF(OR($D22=\"\",$F22=\"\",$G22=0,$H22=0),\"\",IF(VLOOKUP($D22,LouverData,20,FALSE)=0,\"N/A\",$F22/($G22*$H22/1000000)))","v":""},{"$f":"IF(OR($D22=\"\",$F22=\"\",$G22=0,$H22=0),\"\",IF(VLOOKUP($D22,LouverData,20,FALSE)=0,\"N/A\",$F22/($AI22*$AJ22/1000000)))","v":""},{"$f":"IF(OR($D22=\"\",$F22=\"\",$G22=0,$H22=0,$I22=0),\"\",IF(VLOOKUP($D22,LouverData,27,FALSE)=0,\"N/A\",IF($I22=\"E\",$AW22^2*(VLOOKUP($D22,LouverData,27,FALSE))+$AW22*(VLOOKUP($D22,LouverData,28,FALSE))+(VLOOKUP($D22,LouverData,29,FALSE)),$AW22^2*(VLOOKUP($D22,LouverData,30,FALSE))+$AW22*(VLOOKUP($D22,LouverData,31,FALSE))+(VLOOKUP($D22,LouverData,32,FALSE)))))","v":""},{"$f":"IF(OR($D22=\"\",$F22=\"\",$G22=0,$H22=0,$I22=0),\"\",IF(VLOOKUP($D22,LouverData,27,FALSE)=0,\"N/A\",$AV22*(SQRT(1.19/(2*$AX22)))))","v":""},"",{"$f":"IF($D22=\"\",\"\",VLOOKUP($D22,LouverData,6,FALSE))","v":""},{"$f":"IF($D22=\"\",\"\",VLOOKUP($D22,LouverData,10,FALSE))","v":""},{"$f":"IF($D22=\"\",\"\",VLOOKUP($D22,LouverData,33,FALSE))","v":""},{"$f":"IF($D22=\"\",\"\",VLOOKUP($D22,LouverData,34,FALSE))","v":""},{"$f":"IF($D22=\"\",\"\",VLOOKUP($D22,LouverData,35,FALSE))","v":""},{"$f":"IF($D22=\"\",\"\",VLOOKUP($D22,LouverData,36,FALSE))","v":""},{"$f":"IF($D22=\"\",\"\",VLOOKUP($D22,LouverData,37,FALSE))","v":""},{"$f":"IF($D22=\"\",\"\",VLOOKUP($D22,LouverData,38,FALSE))","v":""},{"$f":"IF($D22=\"\",\"\",VLOOKUP($D22,LouverData,39,FALSE))","v":""},{"$f":"IF($D22=\"\",\"\",VLOOKUP($D22,LouverData,40,FALSE))","v":""},{"$f":"IF($D22=\"\",\"\",VLOOKUP($D22,LouverData,41,FALSE))","v":""},{"$f":"IF($D22=\"\",\"\",VLOOKUP($D22,LouverData,42,FALSE))","v":""},{"$f":"IF($D22=\"\",\"\",VLOOKUP($D22,LouverData,43,FALSE))","v":""},{"$f":"IF($D22=\"\",\"\",VLOOKUP($D22,LouverData,44,FALSE))","v":""},{"$f":"IF($D22=\"\",\"\",VLOOKUP($D22,LouverData,45,FALSE))","v":""},{"$f":"IF($D22=\"\",\"\",VLOOKUP($D22,LouverData,46,FALSE))","v":""}]
[null,13,null,null,null,"",null,null,null,null,0,0,{"$f":"IF(OR($D23=\"\",$G23=0,$H23=0),0,($K23-VLOOKUP($D23,LouverData,12,FALSE)))","v":0},{"$f":"IF(OR($D23=\"\",$G23=0,$H23=0),0,IF($D23=\"OHL-100WT\",($K23-VLOOKUP(\"OHL-102\",LouverData,12,FALSE)),0))","v":0},{"$f":"IF(OR($D23=\"\",$G23=0,$H23=0),0,($L23-VLOOKUP($D23,LouverData,13,FALSE)))","v":0},{"$f":"IF(OR($D23=\"\",$G23=0,$H23=0),0,IF($D23=\"OHL-100WT\",($L23-VLOOKUP(\"OHL-102\",LouverData,13,FALSE)),0))","v":0},{"$f":"IF(OR($D23=\"\",$G23=0,$H23=0),0,IF(VLOOKUP($D23,LouverData,19,FALSE)=0,0,(IF(AND(NOT($D23=\"OVL-99\"),NOT($D23=\"OHL-100WT\")),(ROUNDUP($O23/VLOOKUP($D23,LouverData,19,FALSE),0)+1),0))))","v":0},{"$f":"IF(OR($D23=\"\",$G23=0,$H23=0),0,IF(OR($D23=\"OVL-99\",$D23=\"OHL-100WT\"),(ROUNDUP($M23/VLOOKUP($D23,LouverData,19,FALSE),0)+1),0))","v":0},{"$f":"IF(OR($D23=\"\",$G23=0,$H23=0),0,IF($D23=\"OHL-100WT\",(ROUNDUP(P23/VLOOKUP(\"OHL-102\",LouverData,19,FALSE),0)+1),0))","v":0},{"$f":"IF(OR($D23=\"\",$G23=0,$H23=0),0,IF(VLOOKUP($D23,LouverData,22,FALSE)=0,0,(IF(AND(NOT($D23=\"OVL-99\"),NOT($D23=\"OHL-100WT\")),(IF($K23>500,ROUNDDOWN((($K23-100)/VLOOKUP($D23,LouverData,22,FALSE))+IF($D23=\"OHL-D\",0,2),0),0)),0))))","v":0},{"$f":"IF(OR($D23=\"\",$G23=0,$H23=0),0,IF(OR($D23=\"OVL-99\",$D23=\"OHL-100WT\"),(IF($L23>500,ROUNDDOWN((($L23-100)/VLOOKUP($D23,LouverData,22,FALSE))+2,0),0)),0))","v":0},{"$f":"IF(OR($D23=\"\",$G23=0,$H23=0),0,IF($D23=\"OHL-100WT\",(IF($K23>500,ROUNDDOWN((($K23-100)/VLOOKUP(\"OHL-102\",LouverData,22,FALSE))+2,0),0)),0))","v":0},0,0,{"$f":"IF(OR($D23=\"\",$G23=0,$H23=0),0,(IF(AND(NOT($D23=\"OVL-99\"),NOT($D23=\"OHL-100WT\")),($M23-$T23*VLOOKUP($D23,LouverData,23,FALSE)),0)))","v":0},{"$f":"IF(OR($D23=\"\",$G23=0,$H23=0),0,(IF(AND(NOT($D23=\"OVL-99\"),NOT($D23=\"OHL-100WT\")),(($Q23-2)*VLOOKUP($D23,LouverData,20,FALSE)),0)))","v":0},{"$f":"IF(OR($D23=\"\",$G23=0,$H23=0,$Z23=0),0,($O23/VLOOKUP($D23,LouverData,19,FALSE))-($Z23/VLOOKUP($D23,LouverData,20,FALSE)))","v":0},{"$f":"IF(OR($D23=\"\",$G23=0,$H23=0),0,(IF(OR($D23=\"OVL-99\",$D23=\"OHL-100WT\"),(($R23-2)*VLOOKUP($D23,LouverData,20,FALSE)),0)))","v":0},{"$f":"IF(OR($D23=\"\",$G23=0,$H23=0),0,(IF(OR($D23=\"OVL-99\",$D23=\"OHL-100WT\"),($O23-$U23*VLOOKUP($D23,LouverData,23,FALSE)),0)))","v":0},{"$f":"IF(OR($D23=\"\",$G23=0,$H23=0,$AB23=0),0,($M23/VLOOKUP($D23,LouverData,19,FALSE))-($AB23/VLOOKUP($D23,LouverData,20,FALSE)))","v":0},0,{"$f":"IF(OR($D23=\"\",$G23=0,$H23=0),0,(IF(($AA23*VLOOKUP($D23,LouverData,19,FALSE))>=VLOOKUP($D23,LouverData,20,FALSE),$Z23+VLOOKUP($D23,LouverData,20,FALSE),$Z23+$AA23*VLOOKUP($D23,LouverData,19,FALSE))))","v":0},{"$f":"IF(OR($D23=\"\",$G23=0,$H23=0),0,(IF(($AD23*VLOOKUP($D23,LouverData,19,FALSE))>=VLOOKUP($D23,LouverData,20,FALSE),$AB23+VLOOKUP($D23,LouverData,20,FALSE),$AB23+$AD23*VLOOKUP($D23,LouverData,19,FALSE))))","v":0},0,0,0,{"$f":"IF(OR($D23=\"\",$G23=0,$H23=0),0,($M23*$Q23*VLOOKUP($D23,LouverData,18,FALSE))+($M23*$S23*VLOOKUP(\"OHL-102\",LouverData,18,FALSE)))","v":0},{"$f":"IF(OR($D23=\"\",$G23=0,$H23=0),0,($O23*$R23*VLOOKUP($D23,LouverData,18,FALSE)))","v":0},{"$f":"IF(OR($D23=\"\",$G23=0,$H23=0),0,(($O23*$T23*VLOOKUP($D23,LouverData,21,FALSE))+($P23*$V23*VLOOKUP(\"OHL-45\",LouverData,21,FALSE))+$W23*VLOOKUP($D23,LouverData,24,FALSE)+$X23*VLOOKUP(\"OHL-102\",LouverData,24,FALSE)))","v":0},{"$f":"IF(OR($D23=\"\",$G23=0,$H23=0),0,($M23*$U23*VLOOKUP($D23,LouverData,21,FALSE)))","v":0},{"$f":"IF(OR($D23=\"\",$G23=0,$H23=0),0,IF(VLOOKUP($D23,LouverData,19,FALSE)=0,0,($M23*(VLOOKUP($D23,LouverData,15,FALSE)+VLOOKUP($D23,LouverData,16,FALSE))+2*$L23*VLOOKUP($D23,LouverData,17,FALSE))))","v":0},{"$f":"IF(OR($D23=\"\",$G23=0,$H23=0),0,IF($D23=\"OHL-DR SINGLE\",2*($L23*VLOOKUP($D23,LouverData,15,FALSE) + $M23*VLOOKUP($D23,LouverData,17,FALSE))+2*($O23*VLOOKUP($D23,LouverData,16,FALSE) + ($M23-VLOOKUP($D23,LouverData,14,FALSE))*VLOOKUP($D23,LouverData,15,FALSE)),0))","v":0},{"$f":"IF(OR($D23=\"\",$G23=0,$H23=0),0,IF($D23=\"OHL-DR DOUBLE\",2*($L23*VLOOKUP($D23,LouverData,15,FALSE) + $M23*VLOOKUP($D23,LouverData,17,FALSE))+4*($O23*VLOOKUP($D23,LouverData,16,FALSE) + ($M23-2*VLOOKUP($D23,LouverData,14,FALSE))*VLOOKUP($D23,LouverData,15,FALSE)),0))","v":0},{"$f":"IF(OR($D23=\"\",$G23=0,$H23=0),0,(($M23*$O23*VLOOKUP($D23,LouverData,25,FALSE))/1000000))","v":0},{"$f":"IF(OR($D23=\"\",$G23=0,$H23=0),0,(VLOOKUP($D23,LouverData,26,FALSE)))","v":0},{"$f":"IF(OR($D23=\"\",$G23=0,$H23=0),\"\",IF(VLOOKUP($D23,LouverData,20,FALSE)=0,\"N/A\",$AI23/1000*$AJ23/1000))","v":""},{"$f":"IF(OR($D23=\"\",$G23=0,$H23=0),\"\",IF(VLOOKUP($D23,LouverData,20,FALSE)=0,\"N/A\",($AI23*$AJ23)/($G23*$H23)))","v":""},{"$f":"IF(OR($D23=\"\",$F23=\"\",$G23=0,$H23=0),\"\",IF(VLOOKUP($D23,LouverData,20,FALSE)=0,\"N/A\",$F23/($G23*$H23/1000000)))","v":""},{"$f":"IF(OR($D23=\"\",$F23=\"\",$G23=0,$H23=0),\"\",IF(VLOOKUP($D23,LouverData,20,FALSE)=0,\"N/A\",$F23/($AI23*$AJ23/1000000)))","v":""},{"$f":"IF(OR($D23=\"\",$F23=\"\",$G23=0,$H23=0,$I23=0),\"\",IF(VLOOKUP($D23,LouverData,27,FALSE)=0,\"N/A\",IF($I23=\"E\",$AW23^2*(VLOOKUP($D23,LouverData,27,FALSE))+$AW23*(VLOOKUP($D23,LouverData,28,FALSE))+(VLOOKUP($D23,LouverData,29,FALSE)),$AW23^2*(VLOOKUP($D23,LouverData,30,FALSE))+$AW23*(VLOOKUP($D23,LouverData,31,FALSE))+(VLOOKUP($D23,LouverData,32,FALSE)))))","v":""},{"$f":"IF(OR($D23=\"\",$F23=\"\",$G23=0,$H23=0,$I23=0),\"\",IF(VLOOKUP($D23,LouverData,27,FALSE)=0,\"N/A\",$AV23*(SQRT(1.19/(2*$AX23)))))","v":""},"",{"$f":"IF($D23=\"\",\"\",VLOOKUP($D23,LouverData,6,FALSE))","v":""},{"$f":"IF($D23=\"\",\"\",VLOOKUP($D23,LouverData,10,FALSE))","v":""},{"$f":"IF($D23=\"\",\"\",VLOOKUP($D23,LouverData,33,FALSE))","v":""},{"$f":"IF($D23=\"\",\"\",VLOOKUP($D23,LouverData,34,FALSE))","v":""},{"$f":"IF($D23=\"\",\"\",VLOOKUP($D23,LouverData,35,FALSE))","v":""},{"$f":"IF($D23=\"\",\"\",VLOOKUP($D23,LouverData,36,FALSE))","v":""},{"$f":"IF($D23=\"\",\"\",VLOOKUP($D23,LouverData,37,FALSE))","v":""},{"$f":"IF($D23=\"\",\"\",VLOOKUP($D23,LouverData,38,FALSE))","v":""},{"$f":"IF($D23=\"\",\"\",VLOOKUP($D23,LouverData,39,FALSE))","v":""},{"$f":"IF($D23=\"\",\"\",VLOOKUP($D23,LouverData,40,FALSE))","v":""},{"$f":"IF($D23=\"\",\"\",VLOOKUP($D23,LouverData,41,FALSE))","v":""},{"$f":"IF($D23=\"\",\"\",VLOOKUP($D23,LouverData,42,FALSE))","v":""},{"$f":"IF($D23=\"\",\"\",VLOOKUP($D23,LouverData,43,FALSE))","v":""},{"$f":"IF($D23=\"\",\"\",VLOOKUP($D23,LouverData,44,FALSE))","v":""},{"$f":"IF($D23=\"\",\"\",VLOOKUP($D23,LouverData,45,FALSE))","v":""},{"$f":"IF($D23=\"\",\"\",VLOOKUP($D23,LouverData,46,FALSE))","v":""}]
[null,14,null,null,null,"",null,null,null,null,0,0,{"$f":"IF(OR($D24=\"\",$G24=0,$H24=0),0,($K24-VLOOKUP($D24,LouverData,12,FALSE)))","v":0},{"$f":"IF(OR($D24=\"\",$G24=0,$H24=0),0,IF($D24=\"OHL-100WT\",($K24-VLOOKUP(\"OHL-102\",LouverData,12,FALSE)),0))","v":0},{"$f":"IF(OR($D24=\"\",$G24=0,$H24=0),0,($L24-VLOOKUP($D24,LouverData,13,FALSE)))","v":0},{"$f":"IF(OR($D24=\"\",$G24=0,$H24=0),0,IF($D24=\"OHL-100WT\",($L24-VLOOKUP(\"OHL-102\",LouverData,13,FALSE)),0))","v":0},{"$f":"IF(OR($D24=\"\",$G24=0,$H24=0),0,IF(VLOOKUP($D24,LouverData,19,FALSE)=0,0,(IF(AND(NOT($D24=\"OVL-99\"),NOT($D24=\"OHL-100WT\")),(ROUNDUP($O24/VLOOKUP($D24,LouverData,19,FALSE),0)+1),0))))","v":0},{"$f":"IF(OR($D24=\"\",$G24=0,$H24=0),0,IF(OR($D24=\"OVL-99\",$D24=\"OHL-100WT\"),(ROUNDUP($M24/VLOOKUP($D24,LouverData,19,FALSE),0)+1),0))","v":0},{"$f":"IF(OR($D24=\"\",$G24=0,$H24=0),0,IF($D24=\"OHL-100WT\",(ROUNDUP(P24/VLOOKUP(\"OHL-102\",LouverData,19,FALSE),0)+1),0))","v":0},{"$f":"IF(OR($D24=\"\",$G24=0,$H24=0),0,IF(VLOOKUP($D24,LouverData,22,FALSE)=0,0,(IF(AND(NOT($D24=\"OVL-99\"),NOT($D24=\"OHL-100WT\")),(IF($K24>500,ROUNDDOWN((($K24-100)/VLOOKUP($D24,LouverData,22,FALSE))+IF($D24=\"OHL-D\",0,2),0),0)),0))))","v":0},{"$f":"IF(OR($D24=\"\",$G24=0,$H24=0),0,IF(OR($D24=\"OVL-99\",$D24=\"OHL-100WT\"),(IF($L24>500,ROUNDDOWN((($L24-100)/VLOOKUP($D24,LouverData,22,FALSE))+2,0),0)),0))","v":0},{"$f":"IF(OR($D24=\"\",$G24=0,$H24=0),0,IF($D24=\"OHL-100WT\",(IF($K24>500,ROUNDDOWN((($K24-100)/VLOOKUP(\"OHL-102\",LouverData,22,FALSE))+2,0),0)),0))","v":0},0,0,{"$f":"IF(OR($D24=\"\",$G24=0,$H24=0),0,(IF(AND(NOT($D24=\"OVL-99\"),NOT($D24=\"OHL-100WT\")),($M24-$T24*VLOOKUP($D24,LouverData,23,FALSE)),0)))","v":0},{"$f":"IF(OR($D24=\"\",$G24=0,$H24=0),0,(IF(AND(NOT($D24=\"OVL-99\"),NOT($D24=\"OHL-100WT\")),(($Q24-2)*VLOOKUP($D24,LouverData,20,FALSE)),0)))","v":0},{"$f":"IF(OR($D24=\"\",$G24=0,$H24=0,$Z24=0),0,($O24/VLOOKUP($D24,LouverData,19,FALSE))-($Z24/VLOOKUP($D24,LouverData,20,FALSE)))","v":0},{"$f":"IF(OR($D24=\"\",$G24=0,$H24=0),0,(IF(OR($D24=\"OVL-99\",$D24=\"OHL-100WT\"),(($R24-2)*VLOOKUP($D24,LouverData,20,FALSE)),0)))","v":0},{"$f":"IF(OR($D24=\"\",$G24=0,$H24=0),0,(IF(OR($D24=\"OVL-99\",$D24=\"OHL-100WT\"),($O24-$U24*VLOOKUP($D24,LouverData,23,FALSE)),0)))","v":0},{"$f":"IF(OR($D24=\"\",$G24=0,$H24=0,$AB24=0),0,($M24/VLOOKUP($D24,LouverData,19,FALSE))-($AB24/VLOOKUP($D24,LouverData,20,FALSE)))","v":0},0,{"$f":"IF(OR($D24=\"\",$G24=0,$H24=0),0,(IF(($AA24*VLOOKUP($D24,LouverData,19,FALSE))>=VLOOKUP($D24,LouverData,20,FALSE),$Z24+VLOOKUP($D24,LouverData,20,FALSE),$Z24+$AA24*VLOOKUP($D24,LouverData,19,FALSE))))","v":0},{"$f":"IF(OR($D24=\"\",$G24=0,$H24=0),0,(IF(($AD24*VLOOKUP($D24,LouverData,19,FALSE))>=VLOOKUP($D24,LouverData,20,FALSE),$AB24+VLOOKUP($D24,LouverData,20,FALSE),$AB24+$AD24*VLOOKUP($D24,LouverData,19,FALSE))))","v":0},0,0,0,{"$f":"IF(OR($D24=\"\",$G24=0,$H24=0),0,($M24*$Q24*VLOOKUP($D24,LouverData,18,FALSE))+($M24*$S24*VLOOKUP(\"OHL-102\",LouverData,18,FALSE)))","v":0},{"$f":"IF(OR($D24=\"\",$G24=0,$H24=0),0,($O24*$R24*VLOOKUP($D24,LouverData,18,FALSE)))","v":0},{"$f":"IF(OR($D24=\"\",$G24=0,$H24=0),0,(($O24*$T24*VLOOKUP($D24,LouverData,21,FALSE))+($P24*$V24*VLOOKUP(\"OHL-45\",LouverData,21,FALSE))+$W24*VLOOKUP($D24,LouverData,24,FALSE)+$X24*VLOOKUP(\"OHL-102\",LouverData,24,FALSE)))","v":0},{"$f":"IF(OR($D24=\"\",$G24=0,$H24=0),0,($M24*$U24*VLOOKUP($D24,LouverData,21,FALSE)))","v":0},{"$f":"IF(OR($D24=\"\",$G24=0,$H24=0),0,IF(VLOOKUP($D24,LouverData,19,FALSE)=0,0,($M24*(VLOOKUP($D24,LouverData,15,FALSE)+VLOOKUP($D24,LouverData,16,FALSE))+2*$L24*VLOOKUP($D24,LouverData,17,FALSE))))","v":0},{"$f":"IF(OR($D24=\"\",$G24=0,$H24=0),0,IF($D24=\"OHL-DR SINGLE\",2*($L24*VLOOKUP($D24,LouverData,15,FALSE) + $M24*VLOOKUP($D24,LouverData,17,FALSE))+2*($O24*VLOOKUP($D24,LouverData,16,FALSE) + ($M24-VLOOKUP($D24,LouverData,14,FALSE))*VLOOKUP($D24,LouverData,15,FALSE)),0))","v":0},{"$f":"IF(OR($D24=\"\",$G24=0,$H24=0),0,IF($D24=\"OHL-DR DOUBLE\",2*($L24*VLOOKUP($D24,LouverData,15,FALSE) + $M24*VLOOKUP($D24,LouverData,17,FALSE))+4*($O24*VLOOKUP($D24,LouverData,16,FALSE) + ($M24-2*VLOOKUP($D24,LouverData,14,FALSE))*VLOOKUP($D24,LouverData,15,FALSE)),0))","v":0},{"$f":"IF(OR($D24=\"\",$G24=0,$H24=0),0,(($M24*$O24*VLOOKUP($D24,LouverData,25,FALSE))/1000000))","v":0},{"$f":"IF(OR($D24=\"\",$G24=0,$H24=0),0,(VLOOKUP($D24,LouverData,26,FALSE)))","v":0},{"$f":"IF(OR($D24=\"\",$G24=0,$H24=0),\"\",IF(VLOOKUP($D24,LouverData,20,FALSE)=0,\"N/A\",$AI24/1000*$AJ24/1000))","v":""},{"$f":"IF(OR($D24=\"\",$G24=0,$H24=0),\"\",IF(VLOOKUP($D24,LouverData,20,FALSE)=0,\"N/A\",($AI24*$AJ24)/($G24*$H24)))","v":""},{"$f":"IF(OR($D24=\"\",$F24=\"\",$G24=0,$H24=0),\"\",IF(VLOOKUP($D24,LouverData,20,FALSE)=0,\"N/A\",$F24/($G24*$H24/1000000)))","v":""},{"$f":"IF(OR($D24=\"\",$F24=\"\",$G24=0,$H24=0),\"\",IF(VLOOKUP($D24,LouverData,20,FALSE)=0,\"N/A\",$F24/($AI24*$AJ24/1000000)))","v":""},{"$f":"IF(OR($D24=\"\",$F24=\"\",$G24=0,$H24=0,$I24=0),\"\",IF(VLOOKUP($D24,LouverData,27,FALSE)=0,\"N/A\",IF($I24=\"E\",$AW24^2*(VLOOKUP($D24,LouverData,27,FALSE))+$AW24*(VLOOKUP($D24,LouverData,28,FALSE))+(VLOOKUP($D24,LouverData,29,FALSE)),$AW24^2*(VLOOKUP($D24,LouverData,30,FALSE))+$AW24*(VLOOKUP($D24,LouverData,31,FALSE))+(VLOOKUP($D24,LouverData,32,FALSE)))))","v":""},{"$f":"IF(OR($D24=\"\",$F24=\"\",$G24=0,$H24=0,$I24=0),\"\",IF(VLOOKUP($D24,LouverData,27,FALSE)=0,\"N/A\",$AV24*(SQRT(1.19/(2*$AX24)))))","v":""},"",{"$f":"IF($D24=\"\",\"\",VLOOKUP($D24,LouverData,6,FALSE))","v":""},{"$f":"IF($D24=\"\",\"\",VLOOKUP($D24,LouverData,10,FALSE))","v":""},{"$f":"IF($D24=\"\",\"\",VLOOKUP($D24,LouverData,33,FALSE))","v":""},{"$f":"IF($D24=\"\",\"\",VLOOKUP($D24,LouverData,34,FALSE))","v":""},{"$f":"IF($D24=\"\",\"\",VLOOKUP($D24,LouverData,35,FALSE))","v":""},{"$f":"IF($D24=\"\",\"\",VLOOKUP($D24,LouverData,36,FALSE))","v":""},{"$f":"IF($D24=\"\",\"\",VLOOKUP($D24,LouverData,37,FALSE))","v":""},{"$f":"IF($D24=\"\",\"\",VLOOKUP($D24,LouverData,38,FALSE))","v":""},{"$f":"IF($D24=\"\",\"\",VLOOKUP($D24,LouverData,39,FALSE))","v":""},{"$f":"IF($D24=\"\",\"\",VLOOKUP($D24,LouverData,40,FALSE))","v":""},{"$f":"IF($D24=\"\",\"\",VLOOKUP($D24,LouverData,41,FALSE))","v":""},{"$f":"IF($D24=\"\",\"\",VLOOKUP($D24,LouverData,42,FALSE))","v":""},{"$f":"IF($D24=\"\",\"\",VLOOKUP($D24,LouverData,43,FALSE))","v":""},{"$f":"IF($D24=\"\",\"\",VLOOKUP($D24,LouverData,44,FALSE))","v":""},{"$f":"IF($D24=\"\",\"\",VLOOKUP($D24,LouverData,45,FALSE))","v":""},{"$f":"IF($D24=\"\",\"\",VLOOKUP($D24,LouverData,46,FALSE))","v":""}]
[null,15,null,null,null,{"$f":"IF($E25=0,\"\",$E25/1000)","v":""},null,null,null,null,0,0,{"$f":"IF(OR($D25=\"\",$G25=0,$H25=0),0,($K25-VLOOKUP($D25,LouverData,12,FALSE)))","v":0},{"$f":"IF(OR($D25=\"\",$G25=0,$H25=0),0,IF($D25=\"OHL-100WT\",($K25-VLOOKUP(\"OHL-102\",LouverData,12,FALSE)),0))","v":0},{"$f":"IF(OR($D25=\"\",$G25=0,$H25=0),0,($L25-VLOOKUP($D25,LouverData,13,FALSE)))","v":0},{"$f":"IF(OR($D25=\"\",$G25=0,$H25=0),0,IF($D25=\"OHL-100WT\",($L25-VLOOKUP(\"OHL-102\",LouverData,13,FALSE)),0))","v":0},{"$f":"IF(OR($D25=\"\",$G25=0,$H25=0),0,IF(VLOOKUP($D25,LouverData,19,FALSE)=0,0,(IF(AND(NOT($D25=\"OVL-99\"),NOT($D25=\"OHL-100WT\")),(ROUNDUP($O25/VLOOKUP($D25,LouverData,19,FALSE),0)+1),0))))","v":0},{"$f":"IF(OR($D25=\"\",$G25=0,$H25=0),0,IF(OR($D25=\"OVL-99\",$D25=\"OHL-100WT\"),(ROUNDUP($M25/VLOOKUP($D25,LouverData,19,FALSE),0)+1),0))","v":0},{"$f":"IF(OR($D25=\"\",$G25=0,$H25=0),0,IF($D25=\"OHL-100WT\",(ROUNDUP(P25/VLOOKUP(\"OHL-102\",LouverData,19,FALSE),0)+1),0))","v":0},{"$f":"IF(OR($D25=\"\",$G25=0,$H25=0),0,IF(VLOOKUP($D25,LouverData,22,FALSE)=0,0,(IF(AND(NOT($D25=\"OVL-99\"),NOT($D25=\"OHL-100WT\")),(IF($K25>500,ROUNDDOWN((($K25-100)/VLOOKUP($D25,LouverData,22,FALSE))+IF($D25=\"OHL-D\",0,2),0),0)),0))))","v":0},{"$f":"IF(OR($D25=\"\",$G25=0,$H25=0),0,IF(OR($D25=\"OVL-99\",$D25=\"OHL-100WT\"),(IF($L25>500,ROUNDDOWN((($L25-100)/VLOOKUP($D25,LouverData,22,FALSE))+2,0),0)),0))","v":0},{"$f":"IF(OR($D25=\"\",$G25=0,$H25=0),0,IF($D25=\"OHL-100WT\",(IF($K25>500,ROUNDDOWN((($K25-100)/VLOOKUP(\"OHL-102\",LouverData,22,FALSE))+2,0),0)),0))","v":0},0,0,{"$f":"IF(OR($D25=\"\",$G25=0,$H25=0),0,(IF(AND(NOT($D25=\"OVL-99\"),NOT($D25=\"OHL-100WT\")),($M25-$T25*VLOOKUP($D25,LouverData,23,FALSE)),0)))","v":0},{"$f":"IF(OR($D25=\"\",$G25=0,$H25=0),0,(IF(AND(NOT($D25=\"OVL-99\"),NOT($D25=\"OHL-100WT\")),(($Q25-2)*VLOOKUP($D25,LouverData,20,FALSE)),0)))","v":0},{"$f":"IF(OR($D25=\"\",$G25=0,$H25=0,$Z25=0),0,($O25/VLOOKUP($D25,LouverData,19,FALSE))-($Z25/VLOOKUP($D25,LouverData,20,FALSE)))","v":0},{"$f":"IF(OR($D25=\"\",$G25=0,$H25=0),0,(IF(OR($D25=\"OVL-99\",$D25=\"OHL-100WT\"),(($R25-2)*VLOOKUP($D25,LouverData,20,FALSE)),0)))","v":0},{"$f":"IF(OR($D25=\"\",$G25=0,$H25=0),0,(IF(OR($D25=\"OVL-99\",$D25=\"OHL-100WT\"),($O25-$U25*VLOOKUP($D25,LouverData,23,FALSE)),0)))","v":0},{"$f":"IF(OR($D25=\"\",$G25=0,$H25=0,$AB25=0),0,($M25/VLOOKUP($D25,LouverData,19,FALSE))-($AB25/VLOOKUP($D25,LouverData,20,FALSE)))","v":0},0,{"$f":"IF(OR($D25=\"\",$G25=0,$H25=0),0,(IF(($AA25*VLOOKUP($D25,LouverData,19,FALSE))>=VLOOKUP($D25,LouverData,20,FALSE),$Z25+VLOOKUP($D25,LouverData,20,FALSE),$Z25+$AA25*VLOOKUP($D25,LouverData,19,FALSE))))","v":0},{"$f":"IF(OR($D25=\"\",$G25=0,$H25=0),0,(IF(($AD25*VLOOKUP($D25,LouverData,19,FALSE))>=VLOOKUP($D25,LouverData,20,FALSE),$AB25+VLOOKUP($D25,LouverData,20,FALSE),$AB25+$AD25*VLOOKUP($D25,LouverData,19,FALSE))))","v":0},0,0,0,{"$f":"IF(OR($D25=\"\",$G25=0,$H25=0),0,($M25*$Q25*VLOOKUP($D25,LouverData,18,FALSE))+($M25*$S25*VLOOKUP(\"OHL-102\",LouverData,18,FALSE)))","v":0},{"$f":"IF(OR($D25=\"\",$G25=0,$H25=0),0,($O25*$R25*VLOOKUP($D25,LouverData,18,FALSE)))","v":0},{"$f":"IF(OR($D25=\"\",$G25=0,$H25=0),0,(($O25*$T25*VLOOKUP($D25,LouverData,21,FALSE))+($P25*$V25*VLOOKUP(\"OHL-45\",LouverData,21,FALSE))+$W25*VLOOKUP($D25,LouverData,24,FALSE)+$X25*VLOOKUP(\"OHL-102\",LouverData,24,FALSE)))","v":0},{"$f":"IF(OR($D25=\"\",$G25=0,$H25=0),0,($M25*$U25*VLOOKUP($D25,LouverData,21,FALSE)))","v":0},{"$f":"IF(OR($D25=\"\",$G25=0,$H25=0),0,IF(VLOOKUP($D25,LouverData,19,FALSE)=0,0,($M25*(VLOOKUP($D25,LouverData,15,FALSE)+VLOOKUP($D25,LouverData,16,FALSE))+2*$L25*VLOOKUP($D25,LouverData,17,FALSE))))","v":0},{"$f":"IF(OR($D25=\"\",$G25=0,$H25=0),0,IF($D25=\"OHL-DR SINGLE\",2*($L25*VLOOKUP($D25,LouverData,15,FALSE) + $M25*VLOOKUP($D25,LouverData,17,FALSE))+2*($O25*VLOOKUP($D25,LouverData,16,FALSE) + ($M25-VLOOKUP($D25,LouverData,14,FALSE))*VLOOKUP($D25,LouverData,15,FALSE)),0))","v":0},{"$f":"IF(OR($D25=\"\",$G25=0,$H25=0),0,IF($D25=\"OHL-DR DOUBLE\",2*($L25*VLOOKUP($D25,LouverData,15,FALSE) + $M25*VLOOKUP($D25,LouverData,17,FALSE))+4*($O25*VLOOKUP($D25,LouverData,16,FALSE) + ($M25-2*VLOOKUP($D25,LouverData,14,FALSE))*VLOOKUP($D25,LouverData,15,FALSE)),0))","v":0},{"$f":"IF(OR($D25=\"\",$G25=0,$H25=0),0,(($M25*$O25*VLOOKUP($D25,LouverData,25,FALSE))/1000000))","v":0},{"$f":"IF(OR($D25=\"\",$G25=0,$H25=0),0,(VLOOKUP($D25,LouverData,26,FALSE)))","v":0},{"$f":"IF(OR($D25=\"\",$G25=0,$H25=0),\"\",IF(VLOOKUP($D25,LouverData,20,FALSE)=0,\"N/A\",$AI25/1000*$AJ25/1000))","v":""},{"$f":"IF(OR($D25=\"\",$G25=0,$H25=0),\"\",IF(VLOOKUP($D25,LouverData,20,FALSE)=0,\"N/A\",($AI25*$AJ25)/($G25*$H25)))","v":""},{"$f":"IF(OR($D25=\"\",$F25=\"\",$G25=0,$H25=0),\"\",IF(VLOOKUP($D25,LouverData,20,FALSE)=0,\"N/A\",$F25/($G25*$H25/1000000)))","v":""},{"$f":"IF(OR($D25=\"\",$F25=\"\",$G25=0,$H25=0),\"\",IF(VLOOKUP($D25,LouverData,20,FALSE)=0,\"N/A\",$F25/($AI25*$AJ25/1000000)))","v":""},{"$f":"IF(OR($D25=\"\",$F25=\"\",$G25=0,$H25=0,$I25=0),\"\",IF(VLOOKUP($D25,LouverData,27,FALSE)=0,\"N/A\",IF($I25=\"E\",$AW25^2*(VLOOKUP($D25,LouverData,27,FALSE))+$AW25*(VLOOKUP($D25,LouverData,28,FALSE))+(VLOOKUP($D25,LouverData,29,FALSE)),$AW25^2*(VLOOKUP($D25,LouverData,30,FALSE))+$AW25*(VLOOKUP($D25,LouverData,31,FALSE))+(VLOOKUP($D25,LouverData,32,FALSE)))))","v":""},{"$f":"IF(OR($D25=\"\",$F25=\"\",$G25=0,$H25=0,$I25=0),\"\",IF(VLOOKUP($D25,LouverData,27,FALSE)=0,\"N/A\",$AV25*(SQRT(1.19/(2*$AX25)))))","v":""},"",{"$f":"IF($D25=\"\",\"\",VLOOKUP($D25,LouverData,6,FALSE))","v":""},{"$f":"IF($D25=\"\",\"\",VLOOKUP($D25,LouverData,10,FALSE))","v":""},{"$f":"IF($D25=\"\",\"\",VLOOKUP($D25,LouverData,33,FALSE))","v":""},{"$f":"IF($D25=\"\",\"\",VLOOKUP($D25,LouverData,34,FALSE))","v":""},{"$f":"IF($D25=\"\",\"\",VLOOKUP($D25,LouverData,35,FALSE))","v":""},{"$f":"IF($D25=\"\",\"\",VLOOKUP($D25,LouverData,36,FALSE))","v":""},{"$f":"IF($D25=\"\",\"\",VLOOKUP($D25,LouverData,37,FALSE))","v":""},{"$f":"IF($D25=\"\",\"\",VLOOKUP($D25,LouverData,38,FALSE))","v":""},{"$f":"IF($D25=\"\",\"\",VLOOKUP($D25,LouverData,39,FALSE))","v":""},{"$f":"IF($D25=\"\",\"\",VLOOKUP($D25,LouverData,40,FALSE))","v":""},{"$f":"IF($D25=\"\",\"\",VLOOKUP($D25,LouverData,41,FALSE))","v":""},{"$f":"IF($D25=\"\",\"\",VLOOKUP($D25,LouverData,42,FALSE))","v":""},{"$f":"IF($D25=\"\",\"\",VLOOKUP($D25,LouverData,43,FALSE))","v":""},{"$f":"IF($D25=\"\",\"\",VLOOKUP($D25,LouverData,44,FALSE))","v":""},{"$f":"IF($D25=\"\",\"\",VLOOKUP($D25,LouverData,45,FALSE))","v":""},{"$f":"IF($D25=\"\",\"\",VLOOKUP($D25,LouverData,46,FALSE))","v":""}]
[]
[null,null,null,null,null,null,null,null,null,null,null,null,null,null,null,null,null,null,null,null,null,null,null,null,null,null,null,null,null,null,null,null,null,null,null,null,null,null,null,null,null,null,null,null,null,null,null,null,"*The CDv value assumes an air density of 1.19 kg/m3."]
[null,"Holyoake Louvers have been tested and classified in accordance with:",null,null,null,null,null,null,null,null,null,null,null,null,null,null,null,null,null,null,null,null,null,null,null,null,null,null,null,null,null,null,null,null,null,null,null,null,null,null,null,null,null,null,null,null,null,null,"**Louver door weight does not include the internal louver."]
[null,null,null,null,null,null,null,null,null,null,null,null,null,null,null,null,null,null,null,null,null,null,null,null,null,null,null,null,null,null,null,null,null,null,null,null,null,null,null,null,null,null,null,null,null,null,null,null,"***OHL-125 and OHCL-125 have been tested to AMCA 500-L-12."]
[null,"AS/NZS 4740:2000"]
[null,"Natural Ventilators - Classification and Performance"]
[]
[null,"BS.EN 13030:2001 "]
[null,"Ventilation for Buildings. Terminal Performance testing of louvers subjected to simulated rain."]
[]
[null,"AMCA 500-L-12"]
[null,"Laboratory Methods of Testing Louvers for Rating"]

{"sheet":"Data","index":1,"n_rows":57,"n_cols":46,"rows_kept":57,"cut":false,"hidden":false,"merged":[[32,26,32,28],[32,29,32,31]]}
["Type","Minimum Width","Minimum Height","Maximum Width","Maximum Height","Wind Load","Efficiency Class A","Efficiency Class B","Efficiency Class C","Base Class","Water Penetration","Width Deduction","Height Deduction","Frame Spacing","Top Frame Weight","Bottom Frame Weight","Side Frame Weight","Blade Weight","Blade Spacing","Slot Spacing","Mullion Weight","Mullion Spacing","Mullion Width","Mullion Clip Weight","Mesh Weight","Supplementary Weight","x^2","x","+c","x^2","x","+c","IL 125","IL 250","IL 500","IL 1k","IL 2k","IL 4k","IL 8k","TL 125","TL 250","TL 500","TL 1k","TL 2k","TL 4k","TL 8k"]
["OHL-D",300,300,null,null,"Level 1",null,0.5,7.5,"Class B","N/A",50,{"$f":"L2+93","v":143},0,1.299E-3,1.299E-3,{"$f":"0.001299+0.000808+0.000328","v":2.4350000000000001E-3},6.7000000000000002E-4,76.2,47,7.2599999999999997E-4,1000,40,{"$f":"0.001209*40","v":4.836E-2},0.53,0,{"$f":"1/0.9104977079","v":1.0983004035303185},0,0,{"$f":"1/0.7427843551","v":1.3462857599704985},0,0,"-","-","-","-","-","-","-","-","-","-","-","-","-","-"]
["OHL-102",300,300,null,null,"Level 1",null,null,6.5,"Class C","N/A",50,{"$f":"L3+135","v":185},0,1.299E-3,1.299E-3,1.299E-3,1.1720000000000001E-3,102,57,7.2599999999999997E-4,1000,40,{"$f":"0.001439*40","v":5.756E-2},0.53,0,{"$f":"1/0.9104977079","v":1.0983004035303185},0,0,1.3462857599704985,0,0,"-","-","-","-","-","-","-","-","-","-","-","-","-","-"]
["OHL-124",300,300,null,null,"Level 1",null,0.5,7.5,"Class B","N/A",50,{"$f":"L4+87","v":137},0,1.299E-3,1.299E-3,1.299E-3,9.1E-4,76.2,48,7.2599999999999997E-4,1000,40,{"$f":"0.001209*40","v":4.836E-2},0.53,0,{"$f":"1/0.9104977079","v":1.0983004035303185},0,0,1.3462857599704985,0,0,"-","-","-","-","-","-","-","-","-","-","-","-","-","-"]
["OHL-125",300,280,5800,5800,"N/A",null,null,null,"4.7m/s***","4.7m/s",50,{"$f":"L5+127","v":177},0,1.9740000000000001E-3,1.9740000000000001E-3,1.9740000000000001E-3,1.3649999999999999E-3,102,64,7.2599999999999997E-4,1000,40,{"$f":"0.001209*40","v":4.836E-2},1,0,1.5545,2.4314,0,1.8542000000000001,2.0800999999999998,0,"-","-","-","-","-","-","-","-","-","-","-","-","-","-"]
["OHL-100WT",300,300,null,null,"Level 1",7.5,null,null,"Class A","N/A",{"$f":"M6+70","v":120},50,0,{"$f":"0.001299+0.00139","v":2.689E-3},{"$f":"0.001299+0.00139","v":2.689E-3},{"$f":"0.001299+0.00139","v":2.689E-3},7.9900000000000001E-4,64,27,7.2599999999999997E-4,1000,40,{"$f":"0.000614*40","v":2.4559999999999998E-2},0.53,0,{"$f":"1/0.9104977079","v":1.0983004035303185},0,0,{"$f":"1/0.7427843551","v":1.3462857599704985},0,0,"-","-","-","-","-","-","-","-","-","-","-","-","-","-"]
["OHL-KD100",300,300,null,null,"Level 1",null,0.5,7,"Class B","N/A",50,{"$f":"L7+133","v":183},0,1.299E-3,1.299E-3,1.299E-3,1.023E-3,102,57,7.2599999999999997E-4,1000,40,{"$f":"0.001439*40","v":5.756E-2},0.53,0,{"$f":"1/0.9104977079","v":1.0983004035303185},0,0,{"$f":"1/0.7427843551","v":1.3462857599704985},0,0,"-","-","-","-","-","-","-","-","-","-","-","-","-","-"]
["OHL-DR SINGLE",300,300,null,null,"N/A",null,null,null,"N/A","N/A",89,60,190,2.356E-3,1.8259999999999999E-3,{"$f":"0.001512+0.000792","v":2.3040000000000001E-3},0,0,0,0,0,0,0,0,5.47,0,0,0,0,0,0,"-","-","-","-","-","-","-","-","-","-","-","-","-","-"]
["OHL-DR DOUBLE",300,300,null,null,"N/A",null,null,null,"N/A","N/A",89,60,190,2.356E-3,1.8259999999999999E-3,{"$f":"0.001512+0.000281","v":1.7930000000000001E-3},0,0,0,0,0,0,0,0,10.49,0,0,0,0,0,0,"-","-","-","-","-","-","-","-","-","-","-","-","-","-"]
["OVL-99",300,300,null,null,"Level 1",null,0.5,5,"Class B","N/A",{"$f":"M10+70","v":120},50,0,1.299E-3,1.299E-3,1.299E-3,7.9900000000000001E-4,64,27,7.2599999999999997E-4,1000,40,{"$f":"0.000614*40","v":2.4559999999999998E-2},0.53,0,{"$f":"1/0.9104977079","v":1.0983004035303185},0,0,{"$f":"1/0.7427843551","v":1.3462857599704985},0,0,"-","-","-","-","-","-","-","-","-","-","-","-","-","-"]
["OHL-34",200,200,null,null,"Level 1",null,5.5,7.5,"Class B","N/A",20,{"$f":"L11+57","v":77},0,2.9399999999999999E-4,2.9399999999999999E-4,2.9399999999999999E-4,3.5599999999999998E-4,38,10,3.28E-4,600,40,0,0.53,0,{"$f":"1/0.9104977079","v":1.0983004035303185},0,0,1.3462857599704985,0,0,"-","-","-","-","-","-","-","-","-","-","-","-","-","-"]
["OHL-45",200,200,null,null,"Level 1",null,null,7.5,"Class C","N/A",20,{"$f":"L12+62","v":82},0,3.6900000000000002E-4,3.6900000000000002E-4,3.6900000000000002E-4,4.2400000000000001E-4,50,25,3.28E-4,600,40,{"$f":"0.000399*40","v":1.5959999999999998E-2},0.53,0,{"$f":"1/0.9104977079","v":1.0983004035303185},0,0,1.3462857599704985,0,0,"-","-","-","-","-","-","-","-","-","-","-","-","-","-"]
["OHL-LAOGS",null,null,null,null,"N/A",null,null,null,"N/A","N/A",4,{"$f":"L13+43","v":47},0,1.021E-3,1.021E-3,1.021E-3,2.6200000000000003E-4,37,16,3.28E-4,600,40,0,0.53,0,{"$f":"1/0.9104977079","v":1.0983004035303185},0,0,1.3462857599704985,0,0,"-","-","-","-","-","-","-","-","-","-","-","-","-","-"]
["OHL-DRC",300,300,null,null,"Level 1",null,7,7.5,"Class B","N/A",57,79,0,{"$f":"0.001428+0.000792","v":2.2199999999999998E-3},{"$f":"0.001423+0.000792","v":2.215E-3},{"$f":"0.001793+0.000284+0.000792","v":2.869E-3},1.2800000000000001E-3,102,58,0,0,0,0,2.48,1.1000000000000001,{"$f":"1/0.9104977079","v":1.0983004035303185},0,0,1.3462857599704985,0,0,"-","-","-","-","-","-","-","-","-","-","-","-","-","-"]
["OHCL-125",300,280,null,null,"N/A",null,null,null,"4.7m/s***","4.7m/s",50,{"$f":"L15+127","v":177},0,1.9740000000000001E-3,1.9740000000000001E-3,1.9740000000000001E-3,{"$f":"0.001365+0.000445","v":1.81E-3},102,62,7.2599999999999997E-4,1000,40,{"$f":"0.001209*40","v":4.836E-2},1,2.2000000000000002,1.5545,2.4314,0,1.8542000000000001,2.0800999999999998,0,"-","-","-","-","-","-","-","-","-","-","-","-","-","-"]
["AHL-150",120,370,3000,3000,"N/A",null,null,null,"N/A","N/A",70,{"$f":"L16+219","v":289},0,{"$f":"0.001428+0.00068+0.00017+0.000792","v":3.0699999999999998E-3},{"$f":"0.001428+0.00068+0.00017+0.000792","v":3.0699999999999998E-3},3.0699999999999998E-3,{"$f":"0.002984+0.000397+0.00049","v":3.8710000000000003E-3},152,50,0,0,0,0,0,0,0.57530000000000003,2E-3,3.5799999999999998E-2,0.57530000000000003,2E-3,3.5799999999999998E-2,0.9,0.4,1.2,2.2999999999999998,4.4000000000000004,2.2000000000000002,1.9,11.6,11.6,13.1,15.3,19.8,12.9,12]
["AHL-300",120,370,3000,3000,"N/A",null,null,null,"N/A","N/A",70,{"$f":"L17+219","v":289},0,{"$f":"O16+O20","v":4.4980000000000003E-3},{"$f":"P16+P20","v":4.4980000000000003E-3},{"$f":"Q16+Q20","v":4.4980000000000003E-3},{"$f":"R16+R20","v":6.7590000000000003E-3},152,50,0,0,0,0,0,0,0.57530000000000003,2E-3,3.5799999999999998E-2,0.57530000000000003,2E-3,3.5799999999999998E-2,1.5,2.4,5.0999999999999996,7.6,11.2,9.6,9.6,12.3,13.6,16.899999999999999,20.399999999999999,26.5,20.399999999999999,19.7]
["AHL-450",120,370,3000,3000,"N/A",null,null,null,"N/A","N/A",70,289,0,{"$f":"O17+O20","v":5.9260000000000007E-3},{"$f":"P17+P20","v":5.9260000000000007E-3},{"$f":"Q17+Q20","v":5.9260000000000007E-3},{"$f":"R17+R20","v":9.6469999999999993E-3},152,50,0,0,0,0,0,0,0.57530000000000003,2E-3,3.5799999999999998E-2,0.57530000000000003,2E-3,3.5799999999999998E-2,3.7,6.2,8.3000000000000007,12.1,16.399999999999999,15.5,15.7,10.5,12.7,16.5,21.4,30.8,28.6,29.4]
["AHL-600",120,370,3000,3000,"N/A",null,null,null,"N/A","N/A",70,289,0,{"$f":"O18+O20","v":7.3540000000000012E-3},{"$f":"P18+P20","v":7.3540000000000012E-3},{"$f":"Q18+Q20","v":7.3540000000000012E-3},{"$f":"R18+R20","v":1.2534999999999999E-2},152,50,0,0,0,0,0,0,0.57530000000000003,2E-3,3.5799999999999998E-2,0.57530000000000003,2E-3,3.5799999999999998E-2,5.9,7.9,11.1,16.100000000000001,22,20.8,21.4,12.8,14.5,19.3,25.4,36.4,33.9,35.1]
["ST-150",120,220,3000,3000,"N/A",null,null,null,"N/A","N/A",70,{"$f":"L20+80","v":150},0,1.428E-3,1.428E-3,1.428E-3,{"$f":"0.002348+0.00054","v":2.8879999999999999E-3},152,72,0,0,0,0,0,0,0,0,0,0,0,0,1,1.1000000000000001,0,0,0,0,0,7.8,8.4,8.5,8.4,10.6,10.199999999999999,10.3]
["ST-300",120,220,3000,3000,"N/A",null,null,null,"N/A","N/A",70,{"$f":"L21+80","v":150},0,{"$f":"O20*2","v":2.856E-3},{"$f":"P20*2","v":2.856E-3},{"$f":"Q20*2","v":2.856E-3},{"$f":"R20*2","v":5.7759999999999999E-3},152,72,0,0,0,0,0,0,0,0,0,0,0,0,0.7,1.7,2,1.5,0.6,5,4.3,7.6,8.9,10.6,12,16.2,17.600000000000001,17.100000000000001]
["ST-450",120,220,3000,3000,"N/A",null,null,null,"N/A","N/A",70,150,0,{"$f":"O20*3","v":4.2839999999999996E-3},{"$f":"P20*3","v":4.2839999999999996E-3},{"$f":"Q20*3","v":4.2839999999999996E-3},{"$f":"R20*3","v":8.6639999999999998E-3},152,72,0,0,0,0,0,0,0,0,0,0,0,0,4.2,10.9,9.8000000000000007,9.5,10.5,12.4,12.1,11.4,17.899999999999999,18.399999999999999,19.8,25.7,25,24.9]
[]
["OHL-ST2",null,null,null,null,null,null,null,null,null,null,0,0,null,0,0,0,null,null,"N/A",null,null,null,null,null,null,null,null,null,null,null,null,1,3,5,6,13,8,11,"-","-","-","-","-","-","-"]
["OHL-ST4",null,null,null,null,null,null,null,null,null,null,0,0,null,0,0,0,null,null,"N/A",null,null,null,null,null,null,null,null,null,null,null,null,1,6,9,12,19,18,15,"-","-","-","-","-","-","-"]
["OVL-148"]
["OHCL-102",300,300,null,null,"Level 1",null,null,6.5,"Class C","N/A",57,193,"N/A",1.7390000000000001E-3,"N/A","N/A",{"$f":"0.001172+0.000544","v":1.7160000000000001E-3},102,51,null,900,25,null,null,null,{"$f":"1/0.9104977079","v":1.0983004035303185},0,0,{"$f":"1/0.7427843551","v":1.3462857599704985},0,0,"-","-","-","-","-","-","-","-","-","-","-","-","-","-"]
["OHCL-124",300,300,null,null,"Level 1",null,0.5,7.5,"Class B","N/A",60,160,"N/A",1.7390000000000001E-3,"N/A","N/A",{"$f":"0.00091+0.000435","v":1.3450000000000001E-3},76.2,37,null,900,40,null,null,null,1.0983004035303185,0,0,1.3462857599704985,0,0,"-","-","-","-","-","-","-","-","-","-","-","-","-","-"]
["Insect Mesh",null,null,null,null,null,null,null,null,null,null,null,null,null,3.3999999999999997E-7]
[1,2,3,4,5,6,7,8,9,10,11,12,13,14,15,16,17,18,19,20,21,22,23,24,25,26,27,28,29,30,31,32,33,34,35,36,37,38,39,40,41,42,43,44,45,46]
[null,null,null,null,null,null,null,null,null,null,null,"OHL-DR has a different construction to the louvre range, the calculation data is therefore slightly different"]
[]
["Nominal Size",null,null,null,null,null,null,null,null,null,null,6,6,null,null,null,null,null,null,null,null,null,null,null,null,null,"Exhaust",null,null,"Intake"]
[]
[]
[]
[]
[]
[]
[]
[]
[]
[]
[]
[]
[]
[]
[]
[]
[null,null,null,null,null,null,null,null,null,null,null,null,null,null,null,null,null,null,null,null,null,null,null,null,null,null,null,null,null,null,null,null,null,null,null,null,null,null,null,null,null,null,null,"mullion weight"]
[]
[]
[null,null,null,null,null,null,null,null,null,null,null,null,null,null,null,null,null,null,null,null,null,null,null,null,null,null,null,null,null,null,null,null,null,null,null,null,null,null,null,null,null,null,102,900]
[null,null,null,null,null,null,null,null,null,null,null,null,null,null,null,null,null,null,null,null,null,null,null,null,null,null,null,null,null,null,null,null,null,null,null,null,null,null,null,null,null,null,124,900]
[null,null,null,null,null,null,null,null,null,null,null,null,null,null,null,null,null,null,null,null,null,null,null,null,null,null,null,null,null,null,null,null,null,null,null,null,null,null,null,null,null,null,"dra",900]
[null,null,null,null,null,null,null,null,null,null,null,null,null,null,null,null,null,null,null,null,null,null,null,null,null,null,null,null,null,null,null,null,null,null,null,null,null,null,null,null,null,null,45]
[null,null,null,null,null,null,null,null,null,null,null,null,null,null,null,null,null,null,null,null,null,null,null,null,null,null,null,null,null,null,null,null,null,null,null,null,null,null,null,null,null,null,"rlw"]